## Liste par gaz
CAS-nr | Bestelnummer Code de commande Order code Bestellzeichen | Produit Français Frans French Französisch | Tube réactif Français Frans French Französisch | Meetbereik Domaine de mesure Measuring range Messbereich | Detectielimiet Seuil de détection Detection limit Detektionslimit | Meetvoorschrift Presciption de mesure Measurement presciption Messvorschrifte
79-27-6 | 8101721 | 1,1,2,2-Tétrabromoéthane | Chlorure de vinyle 0,5/b | 0,5 - 3 ppm | 0,5 ppm
76-12-0 | 8101601 | 1,1,2,2-Tétrachloro-1,2-difluoroéthane | Hydrocarbures halogénés 100/a | qualitatif | inconnu
79-34-5 | 8101551 | 1,1,2,2-Tétrachloroéthane | Perchloréthylène 0,1/a | qualitatif | 1 ppm
76-13-1 | 8101601 | 1,1,2-Trichloro-1,2,2-trifluoroéthane | Hydrocarbures halogénés 100/a | 200 - 2800 ppm | 200 ppm
2567-14-8 | 8101501 | 1,1,3-Trichloropropène | Perchloréthylène 2/a | 2 - 40 ppm | 2 ppm
78-75-1 | 8101721 | 1,2-Dibromopropane | Chlorure de vinyle 0,5/b | 0,25 - 3 ppm | 0,25 ppm
78-75-1 | 8101551 | 1,2-Dibromopropane | Perchloréthylène 0,1/a | qualitatif | 10 ppm
78-75-1 | 8101501 | 1,2-Dibromopropane | Perchloréthylène 2/a | 0,2 - 10 ppm | 0,2 ppm
106-99-0 | 6728451 | 1,3-Butadiène | Diméthylsulfure 1/a | 0,3 - 0,7 ppm | 0,3 ppm
542-75-6 | 8101721 | 1,3-Dichloropropène | Chlorure de vinyle 0,5/b | 1 - 2 ppm | 1 ppm
542-75-6 | 6728451 | 1,3-Dichloropropène | Diméthylsulfure 1/a | qualitatif | 1 ppm
542-75-6 | 8101501 | 1,3-Dichloropropène | Perchloréthylène 2/a | 100 - 500 ppm | 100 ppm
542-75-6 | 6728541 | 1,3-Dichloropropène | Trichloroéthylène 2/a | 35 - 425 ppm | 35 ppm
646-06-0 | 6726801 | 1,3-Dioxolane | Acétate d'éthylglycol 50/a | 10 - 50 ppm | 10 ppm
71-36-3 | 6726801 | 1-Butanol | Acétate d'éthylglycol 50/a | qualitatif | 30 ppm
71-36-3 | CH29701 | 1-Butanol | Alcool 100/a | qualitatif | 100 ppm
71-36-3 | 8101631 | 1-Butanol | Alcool 25/a | 100 - 5000 ppm | 100 ppm
106-98-9 | CH31201 | 1-Butène | Olefine 0,05%/a | 0,04 - 2,4 % | 0.04%
540-54-5 | 8101501 | 1-Chloropropane | Perchloréthylène 2/a | 2 - 80 ppm | 2 ppm
107-98-2 | 6726801 | 1-Méthoxy-2 propanol | Acétate d'éthylglycol 50/a | 50 - 200 ppm | 50 ppm
108-65-6 | 6726801 | 1-Méthoxypropylacétate | Acétate d'éthylglycol 50/a | 50 - 200 ppm | 50 ppm
108-65-6 | 8101631 | 1-Méthoxypropylacétate | Alcool 25/a | qualitatif | 50 ppm
111-44-4 | 8101631 | 2,2-Dichlorodiéthyléther | Alcool 25/a | qualitatif | 10 ppm
505-60-2 | CH25803 | 2,2'-Dichlorodiéthylsulphide | Thioéther | 1 mg/m3 | 1 mg/m3
95-87-4 | 6733161 | 2,5-Xylénol | Xylène 10/a | qualitatif | 10 ppm
1745-81-9 | 8101641 | 2-Allylphénol | Phénol 1/b | qualitatif | 2,5 ppm
78-92-2 | CH29701 | 2-Butanol | Alcool 100/a | qualitatif | inconnu
78-92-2 | 8101631 | 2-Butanol | Alcool 25/a | 100 - 2000 ppm | 100 ppm
95-49-8 | 8101661 | 2-Chloro toluène | Toluène 5/b | 5 - 50 ppm | 5 ppm
95-51-2 | 6733171 | 2-Chloroanailine | Aniline 0,5/a | qualitatif | inconnu
109-59-1 | 6726801 | 2-Isopropoxyéthanol | Acétate d'éthylglycol 50/a | 50 - 200 ppm | 50 ppm
110-49-6 | 6726801 | 2-Méthoxyéthyl acétate | Acétate d'éthylglycol 50/a | qualitatif | inconnu
70657-70-4 | 6726801 | 2-Méthoxypropylacétate | Acétate d'éthylglycol 50/a | qualitatif | inconnu
78-78-4 | 6730201 | 2-Méthyl butane | Hydrocarbures d'essence 100/a | 10 - 50 ppm | 10 ppm
75-66-1 | 8101991 | 2-Méthyl-2-propanethiol | Hydrogène sulfuré 0,2/b | qualitatif | 2 ppm
75-66-1 | 8103071 | 2-Méthyl-2-propanethiol | Odorisant gaz naturel TBM | 1 - 15 mg/m3 | 1 mg/m3
75-66-1 | 8101341 | 2-Méthyl-2-propanethiol | Tétrahydrothiophène 1/b | qualitatif | 2 ppm
107-19-7 | 6726665 | 2-Propine-1-ol | Acétaldéhyde 100/a | 2 - 100 ppm | 2 ppm
107-19-7 | CH20201 | 2-Propine-1-ol | Acétate d'éthyle 200/a | 2 - 100 ppm | 2 ppm
107-19-7 | 6730501 | 2-Propine-1-ol | Diéthyléther 100/a | 10 - 100 ppm | 10 ppm
107-19-7 | 6728241 | 2-Propine-1-ol | Oxyde d'éthylène 25/a | 10 - 100 ppm | 10 ppm
108-41-8 | 8101661 | 3-Chloro toluène | Toluène 5/b | 5 - 50 ppm | 5 ppm
106-43-4 | 8101661 | 4-Chloro toluène | Toluène 5/b | 5 - 50 ppm | 5 ppm
100-40-3 | 6728451 | 4-Vinylcyclohexène | Diméthylsulfure 1/a | 0,5 - 50 ppm | 0,5 ppm
502-56-7 | 6726665 | 5-Nonanone | Acétaldéhyde 100/a | qualitatif | 5 ppm
75-07-0 | 6726665 | Acétaldéhyde | Acétaldéhyde 100/a | 100 - 1000 ppm | 100 ppm
75-07-0 | 8101631 | Acétaldéhyde | Alcool 25/a | 10 - 150 ppm | 10 ppm
75-07-0 | 6728451 | Acétaldéhyde | Diméthylsulfure 1/a | qualitatif | 20 ppm
112-07-2 | 8101631 | Acétate de butylcellosolve | Alcool 25/a | 20 - 250 ppm | 20 ppm
123-86-4 | CH20201 | Acétate de butyle | Acétate d'éthyle 200/a | 200 - 3000 ppm | 200 ppm
123-86-4 | 8101631 | Acétate de butyle | Alcool 25/a | qualitatif | 10 ppm
105-46-4 | 6726665 | Acétate de butyle-sec | Acétaldéhyde 100/a | 100 - 1000 ppm | 100 ppm
540-88-5 | 6726665 | Acétate de butyle-tert | Acétaldéhyde 100/a | 50 - 300 ppm | 50 ppm
79-20-9 | CH20201 | Acétate de méthyle | Acétate d'éthyle 200/a | 200 - 3000 ppm | 200 ppm
628-63-7 | CH20201 | Acétate de n-amyle | Acétate d'éthyle 200/a | 200 - 1000 ppm | 200 ppm
109-60-4 | CH20201 | Acétate de n-propyle | Acétate d'éthyle 200/a | 200 - 3000 ppm | 200 ppm
108-05-4 | 8101631 | Acétate de vinyle | Alcool 25/a | qualitatif | 5 ppm
108-05-4 | 6733081 | Acétate de vinyle | Formaldéhyde 0,2/a | qualitatif | 2 ppm
111-15-9 | 6726801 | Acétate d'éthoxy-2 éthyle | Acétate d'éthylglycol 50/a | 50 - 700 ppm | 50 ppm
141-78-6 | CH20201 | Acétate d'éthyle | Acétate d'éthyle 200/a | 50 - 15000 ppm | 50 ppm
123-92-2 | CH20201 | Acétate d'isoamyle | Acétate d'éthyle 200/a | 200 - 1000 ppm | 200 ppm
110-19-0 | 6726665 | Acétate d'isobutyle | Acétaldéhyde 100/a | 100 - 1000 ppm | 100 ppm
108-21-4 | CH20201 | Acétate d'isopropyle | Acétate d'éthyle 200/a | 200 - 3000 ppm | 200 ppm
67-64-1 | CH22901 | Acétone | Acétone 100/b | 100 - 12000 ppm | 100 ppm
67-64-1 | 8103381 | Acétone | Acétone 40/a | 40 - 800 ppm | 40 ppm
67-64-1 | CH28401 | Acétone | Polytest | qualitatif | 2000 ppm
74-86-2 | CH26101 | Acétylène | Hydrocarbures 0,1%/b | 500 - 3000 ppm | 500 ppm
74-86-2 | 8101691 | Acétylène | Hydrocarbures d'essence 10/a | 25 -300 ppm | 25 ppm
74-86-2 | 6730201 | Acétylène | Hydrocarbures d'essence 100/a | 100 - 2500 ppm | 100 ppm
74-86-2 | CH28401 | Acétylène | Polytest | qualitatif | 10 ppm
64-19-7 | 6722101 | Acide acétique | Acide acétique 5/a | 5 - 330 ppm | 5 ppm
64-19-7 | 6722701 | Acide acétique | Acide formique 1/a | 1 - 15 ppm | 1 ppm
79-10-7 | 6722701 | Acide acrylique | Acide formique 1/a | 1 -10 ppm | 1 ppm
10035-10-6 | CH29501 | Acide bromhydrique | Acide chlorhydrique 1/a | qualitatif | 5 ppm
10035-10-6 | 6728181 | Acide bromhydrique | Acide chlorhydrique 50/a | 50 - 2000 ppm | 50 ppm
7647-01-0 | 8103481 | Acide chlorhydrique | Acide chlorhydrique 0,2/a | 0,2 - 20 ppm | 0,2 ppm
7647-01-0 | CH29501 | Acide chlorhydrique | Acide chlorhydrique 1/a | 0,1 - 100 ppm | 0,1 ppm
7647-01-0 | 6728181 | Acide chlorhydrique | Acide chlorhydrique 50/a | 50 - 5000 ppm | 50 ppm
74-90-8 | CH25701 | Acide cyanhydrique | Acide cyanhydrique 2/a | 0,25 - 150 ppm | 0,25 ppm
7664-39-3 | 8103251 | Acide fluorhydrique | Acide fluorhydrique 0,5/a | 0,5 - 90 ppm | 0,5 ppm
7664-39-3 | CH30301 | Acide fluorhydrique | Acide fluorhydrique 1,5/b | 1,5 - 60 ppm | 1,5 ppm
64-18-6 | 6722101 | Acide formique | Acide acétique 5/a | 5 - 80 ppm | 5 ppm
64-18-6 | 6722701 | Acide formique | Acide formique 1/a | 1 - 15 ppm | 1 ppm
7782-79-8 | 6722101 | Acide hydrazoique (vapeur) | Acide acétique 5/a | 5 - 80 ppm | 5 ppm
79-41-4 | 6722701 | Acide méthacrylique | Acide formique 1/a | 1 - 15 ppm | 1 ppm
7697-37-2 | 6728311 | Acide nitrique | Acide nitrique 1/a | 1 - 50 ppm | 1 ppm
79-21-0 | 6722101 | Acide peracétique | Acide acétique 5/a | qualitatif | 5 ppm
79-09-4 | 6722701 | Acide propionique | Acide formique 1/a | 1 - 15 ppm | 1 ppm
7664-93-9 | 6728781 | Acide sulfurique | Acide sulfurique 1/a | 1 - 5 mg/m3 | 1 mg/m3
507-09-5 | 8101991 | Acide thioacétique | Hydrogène sulfuré 0,2/b | 10 - 100 ppm | 10 ppm
| 8101121 | Acides | Acides (test) | qualitatif | inconnu
107-02-8 | 6733081 | Acroleïne | Formaldéhyde 0,2/a | 0,1 - 0,5 ppm | 0,1 ppm
107-02-8 | 6728451 | Acroléine | Diméthylsulfure 1/a | 0,1 - 10 ppm | 0,1 ppm
96-33-3 | 6728161 | Acrylate de méthyle | Acrylate de méthyle 5/a | 5 - 200 ppm | 5 ppm
141-32-2 | 6728161 | Acrylate de n-butyle | Acrylate de méthyle 5/a | qualitatif | 50 ppm
103-11-7 | 6728161 | Acrylate d'éthyl-2 hexyle | Acrylate de méthyle 5/a | qualitatif | 5 ppm
140-88-5 | 6728161 | Acrylate d'éthyle | Acrylate de méthyle 5/a | 5 - 300 ppm | 5 ppm
106-63-8 | 6728161 | Acrylate d'isobutyle | Acrylate de méthyle 5/a | 50 - 500 ppm | 50 ppm
107-13-1 | CH20201 | Acrylonitrile | Acétate d'éthyle 200/a | 25 - 250 ppm | 25 ppm
107-13-1 | 6728591 | Acrylonitrile | Nitrile acrylique 0,5/a | 0,5 - 20 ppm | 0,5 ppm
107-13-1 | CH26901 | Acrylonitrile | Nitrile acrylique 5/b | 5 - 30 ppm | 5 ppm
| 6728681 | Alcali-chromates | Acide chromique 0,1/a | qualitatif | inconnu
| CH29701 | Alcool | Alcool 100/a | 100 - 3000 ppm | 100 ppm
| 8101631 | Alcool | Alcool 25/a | 25 - 5000 ppm | 25 ppm
107-18-6 | CH29701 | Alcool allylique | Alcool 100/a | 30 - 150 ppm | 30 ppm
100-51-6 | 6733161 | Alcool benzilique | Xylène 10/a | qualitatif | inconnu
98-00-0 | 8101631 | Alcool furfurylique | Alcool 25/a | qualitatif | 50 ppm
123-51-3 | CH20201 | Alcool isoamylique | Acétate d'éthyle 200/a | qualitatif | 5 ppm
50-00-0 | 6733081 | Aldéhyde formique | Formaldéhyde 0,2/a | 0,04 - 25 ppm | 0,04 ppm
50-00-0 | 8101751 | Aldéhyde formique | Formaldéhyde 2/a | 2 - 40 ppm | 2 ppm
123-38-6 | 6726665 | Aldéhyde propylique | Acétaldéhyde 100/a | 100 - 3000 ppm | 100 ppm
123-38-6 | CH20201 | Aldéhyde propylique | Acétate d'éthyle 200/a | qualitatif | inconnu
123-38-6 | 6733081 | Aldéhyde propylique | Formaldéhyde 0,2/a | 25 - 500 ppm | 25 ppm
107-11-9 | CH20501 | Allylamine | Ammoniac 5/a | 10 - 105 ppm | 10 ppm
98-83-9 | 6733141 | a-Methylstyrène | Styrène 10/b | 10 - 50 ppm | 10 ppm
| 8101711 | Amines | Ammoniac 0,25/a | qualitatif | inconnu
| CH31801 | Amines | Hydrazine 0,25/a | qualitatif | inconnu
| 8101061 | Amines | Test Amines | qualitatif | inconnu
| 6718401 | Amines | Triéthylamine 5/a | qualitatif | inconnu
107-10-8 | 6728931 | Amino-1 propane | Cyclohexylamine 2/a | 2 - 30 ppm | 2 ppm
107-10-8 | 6718401 | Amino-1 propane | Triéthylamine 5/a | 5 -60 ppm | 5 ppm
7664-41-7 | 8101711 | Ammoniac | Ammoniac 0,25/a | 0,25 - 3 ppm | 0,25 ppm
7664-41-7 | CH31901 | Ammoniac | Ammoniac 0,5%/a | 0,05 - 10 vol % | 0,05 vol %
7664-41-7 | 6733231 | Ammoniac | Ammoniac 2/a | 1 -150 ppm | 1 ppm
7664-41-7 | CH20501 | Ammoniac | Ammoniac 5/a | 1 - 700 ppm | 1 ppm
7664-41-7 | 8101941 | Ammoniac | Ammoniac 5/b | 2,5 - 100 ppm | 2,5 ppm
108-24-7 | 6722701 | Anhydride acétique | Acide formique 1/a | qualitatif | 2 ppm
124-38-9 | CH30801 | Anhydride carbonique | Anhydride carbonique 0,01%/a | 100 - 3000 ppm | 100 ppm
124-38-9 | CH23501 | Anhydride carbonique | Anhydride carbonique 0,1%/a | 0,1 - 6 % | 0.1%
124-38-9 | CH31401 | Anhydride carbonique | Anhydride carbonique 0,5%/a | 0,5 - 10 % | 0.5%
124-38-9 | 8101931 | Anhydride carbonique | Anhydride carbonique 0,5%/b | 0,25 - 10 % | 0.25%
124-38-9 | CH25101 | Anhydride carbonique | Anhydride carbonique 1%/a | 1 - 20 % | 1%
124-38-9 | 8101811 | Anhydride carbonique | Anhydride carbonique 100/a | 100 - 3000 ppm | 100 ppm
124-38-9 | CH20301 | Anhydride carbonique | Anhydride carbonique 5%/a | 5 - 60 % | 5%
1333-82-0 | 6728681 | Anhydride chromique | Acide chromique 0,1/a | 0,05 - 2 mg/m3 | 0,05 mg/m3
7446-09-5 | 6727101 | Anhydride sulfureux | Anhydride sulfureux 0,1/a | 0,1 - 3 ppm | 0,1 ppm
7446-09-5 | 6728491 | Anhydride sulfureux | Anhydride sulfureux 0,5/a | 0,5 - 25 ppm | 0,5 ppm
7446-09-5 | CH31701 | Anhydride sulfureux | Anhydride sulfureux 1/a | 1 - 25 ppm | 1 ppm
7446-09-5 | CH24201 | Anhydride sulfureux | Anhydride sulfureux 20/a | 10 - 2000 ppm | 10 ppm
7446-09-5 | 8101531 | Anhydride sulfureux | Anhydride sulfureux 50/b | 50 - 8000 ppm | 50 ppm
7446-11-9 | 6728781 | Anhydride sulfurique | Acide sulfurique 1/a | qualitatif | inconnu
62-53-3 | 6733171 | Aniline | Aniline 0,5/a | 0,5 - 10 ppm | 0,5 ppm
62-53-3 | CH20401 | Aniline | Aniline 5/a | 1 - 20 ppm | 1 ppm
80-56-8 | 8101631 | a-Pinène | Alcool 25/a | 10 - 200 ppm | 10 ppm
| 6728071 | Aromates | Benzène 5/b | qualitatif | inconnu
| CH26303 | Arsenic (composés organiques) | Arsine (composés organiques) | qualitatif | 3 mg/m3
7784-42-1 | CH25001 | Arsine | Hydrogène arsénié 0,05/a | 0,05 - 60 ppm | 0,05 ppm
7784-42-1 | 8101611 | Arsine | Hydrogène phosphoré 0,01/a | qualitatif | 0,01 ppm
7784-42-1 | CH28401 | Arsine | Polytest | qualitatif | 10 ppm
100-52-7 | 6733081 | Benzaldéhyde | Formaldéhyde 0,2/a | qualitatif | inconnu
71-43-2 | 6728561 | Benzène | Benzène 0,5/a | 0,5 -10 ppm | 0,5 ppm
71-43-2 | 8101841 | Benzène | Benzène 0,5/c | 0,5 -200 ppm | 0,5 ppm
71-43-2 | 8101741 | Benzène | Benzène 15/a | 15 - 420 ppm | 15 ppm
71-43-2 | 8101231 | Benzène | Benzène 2/a | 2 - 1200 ppm | 2 ppm
71-43-2 | 6718801 | Benzène | Benzène 5/a | 5 - 40 ppm | 5 ppm
71-43-2 | 6728071 | Benzène | Benzène 5/b | 5 - 50 ppm | 5 ppm
71-43-2 | CH28401 | Benzène | Polytest | qualitatif | 50 ppm
71-43-2 | 8101661 | Benzène | Toluène 5/b | 5 - 300 ppm | 5 ppm
93-58-3 | 6728591 | Benzoate de méthyle | Nitrile acrylique 0,5/a | qualitatif | 500 ppm
10102-44-0 | CH30001 | Bioxyde d'azote | Bioxyde d'azote 0,5/c | 0,025 - 25 ppm | 0,025 ppm
10102-44-0 | 6719101 | Bioxyde d'azote | Bioxyde d'azote 2/c | 2 - 100 ppm | 2 ppm
143-23-7 | 8101711 | Bis(hexaméthylène)triamine | Ammoniac 0,25/a | qualitatif | 60 ppm
143-23-7 | CH31801 | Bis(hexaméthylène)triamine | Hydrazine 0,25/a | qualitatif | inconnu
7726-95-6 | CH24301 | Brome | Chlore 0,2/a | 0,02 - 30 ppm | 0,02 ppm
7726-95-6 | 6728411 | Brome | Chlore 0,3/b | 0,3 - 5 ppm | 0,3 ppm
7726-95-6 | CH20701 | Brome | Chlore 50/a | 50 - 500 ppm | 50 ppm
107-04-0 | 8101601 | Bromo-1-chloro-2-éthane | Hydrocarbures halogénés 100/a | qualitatif | inconnu
353-59-3 | 8101601 | Bromochlorodifluorométhane | Hydrocarbures halogénés 100/a | qualitatif | inconnu
74-97-5 | 8101601 | Bromochlorométhane | Hydrocarbures halogénés 100/a | qualitatif | 100 ppm
75-25-2 | 8101501 | Bromoforme | Perchloréthylène 2/a | 2,5 - 10 ppm | 2,5 ppm
106-95-6 | 6728451 | Bromure d'allyle | Diméthylsulfure 1/a | 1,5 - 105 ppm | 1,5 ppm
506-68-3 | CH19801 | Bromure de cyanogène | Chlorure de cyanogène 0,25/a | qualitatif | inconnu
74-83-9 | 8103391 | Bromure de méthyle | Bromure de méthyle 0,2/a | 0,2 - 8 ppm | 0,2 ppm
74-83-9 | 8101671 | Bromure de méthyle | Bromure de méthyle 0,5/a | 0,5 - 30 ppm | 0,5 ppm
74-83-9 | 6728211 | Bromure de méthyle | Bromure de méthyle 3/a | 3 - 100 ppm | 3 ppm
74-83-9 | CH27301 | Bromure de méthyle | Bromure de méthyle 5/b | 0,8 - 50 ppm | 0,8 ppm
74-83-9 | 6730201 | Bromure de méthyle | Hydrocarbures d'essence 100/a | 500 - 2500 ppm | 500 ppm
593-60-2 | 8101501 | Bromure de vinyle | Perchloréthylène 2/a | 0,7 - 300 ppm | 0,7 ppm
74-96-4 | 6728211 | Bromure d'éthyle | Bromure de méthyle 3/a | 40 - 400 ppm | 40 ppm
74-96-4 | CH27301 | Bromure d'éthyle | Bromure de méthyle 5/b | 20 - 200 ppm | 2 ppm
| 6733031 | Brouillard d'huile minérale | Brouillard de huile 1/a | 1 - 10 mg/m3 | 1 mg/m3
| 6728371 | Brouillard d'huile minérale | Huile 10/a-P | 0,1 - 10 mg/m3 | 0,1 mg/m3
| 8101661 | BTX | Toluène 5/b | 5 - 300 ppm | 5 ppm
106-99-0 | 6718901 | Butadiène-1,3 | Chloroprène 5/a | 0,7 - 60 ppm | 0,7 ppm
106-99-0 | CH31201 | Butadiène-1,3 | Olefine 0,05%/a | 100 - 1200 ppm | 100 ppm
111-76-2 | 6726801 | Butoxy-2 éthanol | Acétate d'éthylglycol 50/a | qualitatif | inconnu
111-76-2 | 8101631 | Butoxy-2 éthanol | Alcool 25/a | qualitatif | 100 ppm
123-72-8 | 6733081 | Butyraldéhyde | Formaldéhyde 0,2/a | qualitatif | inconnu
| CH22901 | Cétones | Acétone 100/b | qualitatif | inconnu
7782-50-5 | CH24301 | Chlore | Chlore 0,2/a | 0,02 - 30 ppm | 0,02 ppm
7782-50-5 | 6728411 | Chlore | Chlore 0,3/b | 0,3 - 100 ppm | 0,3 ppm
7782-50-5 | CH20701 | Chlore | Chlore 50/a | 50 - 500 ppm | 50 ppm
7782-50-5 | 6728111 | Chlore | Epichlorhydrine 5/b | qualitatif | 0,1 ppm
513-37-1 | 8101551 | Chloro-1 méthyl-2 propène-1 | Perchloréthylène 0,1/a | 1 - 40 ppm | 1 ppm
78-86-4 | 8101501 | Chloro-2 butane | Perchloréthylène 2/a | 2 - 40 ppm | 2 ppm
108-43-0 | 8101641 | Chloro-3 phénol | Phénol 1/b | qualitatif | inconnu
106-48-9 | 8101641 | Chloro-4 phénol | Phénol 1/b | qualitatif | inconnu
105-39-5 | 6726801 | Chloroacétate d'éthyle | Acétate d'éthylglycol 50/a | 50 - 250 ppm | 50 ppm
108-90-7 | 6728761 | Chlorobenzène | Chlorobenzène 5/a | 5 - 200 ppm | 5 ppm
75-68-3 | 8101601 | Chlorodifluoroéthane | Hydrocarbures halogénés 100/a | qualitatif | 500 ppm
75-45-6 | 8101601 | Chlorodifluorométhane | Hydrocarbures halogénés 100/a | 200 - 2800 ppm | 200 ppm
593-70-4 | 8101601 | Chlorofluorométhane | Hydrocarbures halogénés 100/a | qualitatif | inconnu
67-66-3 | 6728861 | Chloroforme | Chloroforme 2/a | 2 - 10 ppm | 2 ppm
24468-13-1 | 6718601 | Chloroformiate de 2-éthylhexyle | Chloroformiates 0,2/b | qualitatif | 1 ppm
79-22-1 | 6718601 | Chloroformiate de méthyle | Chloroformiates 0,2/b | 0,2 - 10 ppm | 0,2 ppm
541-41-3 | 6718601 | Chloroformiate d'éthyle | Chloroformiates 0,2/b | 0,2 - 10 ppm | 0,2 ppm
108-23-6 | 6718601 | Chloroformiate d'isopropyle | Chloroformiates 0,2/b | 0,2 - 10 ppm | 0,2 ppm
8007-56-5 | CH24301 | Chloronitriques (mélanges) | Chlore 0,2/a | qualitatif | inconnu
8007-56-5 | CH29401 | Chloronitriques (mélanges) | Vapeurs nitreuses 0,5/a | qualitatif | inconnu
76-06-2 | 8103421 | Chloropicrine | Chloropicrine 0,1/a | 0,1 - 2 ppm | 0,1 ppm
76-06-2 | 8101021 | Chloropicrine | Tétrachlorure de carbone 1/a | qualitatif | 2,35 ppm
75-36-5 | CH29501 | Chlorure d'acétyle | Acide chlorhydrique 1/a | 1 - 10 ppm | 1 ppm
75-36-5 | CH28301 | Chlorure d'acétyle | Phosgène 0,25/c | qualitatif | 1 ppm
107-05-1 | 8101721 | Chlorure d'allyle | Chlorure de vinyle 0,5/b | qualitatif | 1 ppm
4635-59-0 | 8101521 | Chlorure de 4-chlorobutyryl | Phosgène 0,02/a | 0,5 - 4,5 ppm | 0,5 ppm
100-44-7 | 6728761 | Chlorure de benzyle | Chlorobenzène 5/a | 1 - 15 ppm | 1 ppm
100-44-7 | 8101551 | Chlorure de benzyle | Perchloréthylène 0,1/a | 0,2 - 8 ppm | 0,2 ppm
506-77-4 | CH19801 | Chlorure de cyanogène | Chlorure de cyanogène 0,25/a | 0,25 - 5 ppm | 0,25 ppm
563-47-3 | 8101551 | Chlorure de méthyle allylique | Perchloréthylène 0,1/a | 1 - 40 ppm | 1 ppm
7718-54-9 | 6728871 | Chlorure de nickel (comme Ni) | Nickel 0,25/a | 0,55 - 2,2 mg/m3 | 0,55 mg/m3
79-37-8 | 8103421 | Chlorure de oxalyle | Chloropicrine 0,1/a | qualitatif | 0,25 ppm
7791-25-5 | 6728491 | Chlorure de sulfuryle | Anhydride sulfureux 0,5/a | qualitatif | inconnu
7719-09-7 | 6727101 | Chlorure de thionyle | Anhydride sulfureux 0,1/a | 1 - 30 ppm | 1 ppm
75-01-4 | 8101721 | Chlorure de vinyle | Chlorure de vinyle 0,5/b | 0,125 - 30 ppm | 0,125 ppm
75-01-4 | 6728031 | Chlorure de vinyle | Chlorure de vinyle 1/a | 1 - 50 ppm | 1 ppm
75-01-4 | CH19601 | Chlorure de vinyle | Chlorure de vinyle 100/a | 100 - 3000 ppm | 100 ppm
75-35-4 | 8101721 | Chlorure de vinylidène | Chlorure de vinyle 0,5/b | 0,38 - 3 ppm | 0,38 ppm
75-00-3 | 8101551 | Chlorure d'éthyle | Perchloréthylène 0,1/a | 5 - 50 ppm | 5 ppm
7758-97-6 | 6728681 | Chromure de plomb | Acide chromique 0,1/a | 0,5 - 2,5 mg/m3 | 0,5 mg/m3
7775-11-3 | 6728681 | Chromure de sodium | Acide chromique 0,1/a | 0,1 - 0,5 mg/m3 | 0,1 mg/m3
7789-06-2 | 6728681 | Chromure de strontium (comme Sr) | Acide chromique 0,1/a | 0,2 - 1 mg/m3 | 0,2 mg/m3
13530-65-9 | 6728681 | Chromure de zinc | Acide chromique 0,1/a | 0,2 - 1 mg/m3 | 0,2 mg/m3
| 6728681 | Composés de chrome (VI) | Acide chromique 0,1/a | qualitatif | inconnu
1319-77-3 | 8101641 | Crésol | Phénol 1/b | 0,8 - 16 ppm | 0,8 ppm
76-14-2 | 8101601 | Cryofluorane (INN) | Hydrocarbures halogénés 100/a | 200 - 2800 ppm | 200 ppm
98-82-8 | 8101631 | Cumène | Alcool 25/a | qualitatif | 50 ppm
98-82-8 | 8101731 | Cumène | Toluène 100/a | 100 - 1800 ppm | 100 ppm
98-82-8 | CH23001 | Cumène | Toluène 5/a | 50 - 400 ppm | 50 ppm
98-82-8 | 8101661 | Cumène | Toluène 5/b | 5 - 600 ppm | 5 ppm
98-82-8 | 8101701 | Cumène | Toluène 50/a | 50 - 400 ppm | 50 ppm
592-01-8 | 6728791 | Cyanure de calcium | Cyanures 2/a | 2 - 15 mg/m3 | 2 mg/m3
151-50-8 | 6728791 | Cyanure de potassium | Cyanures 2/a | 2 - 15 mg/m3 | 2 mg/m3
143-33-9 | 6728791 | Cyanure de sodium | Cyanures 2/a | 2 - 15 mg/m3 | 2 mg/m3
57-12-5 | 6728791 | Cyanures (comme CN) | Cyanures 2/a | 2 - 15 mg/m3 | 2 mg/m3
110-82-7 | 6725201 | Cyclohexane | Cyclohexane 100/a | 100 - 1500 ppm | 100 ppm
108-94-1 | 8101631 | Cyclohexanone | Alcool 25/a | 25 - 100 ppm | 25 ppm
108-91-8 | 6728931 | Cyclohexylamine | Cyclohexylamine 2/a | 2 - 30 ppm | 2 ppm
287-92-3 | 6725201 | Cyclopentane | Cyclohexane 100/a | 100 - 1500 ppm | 100 ppm
765-30-0 | 6728931 | Cyclopropylamine | Cyclohexylamine 2/a | 5 - 30 ppm | 5 ppm
8065-48-3 | CH25803 | Déméthon | Thioéther | qualitatif | inconnu
919-86-8 | CH25803 | Déméthon-méthyle | Thioéther | qualitatif | inconnu
124-02-7 | CH20501 | Diallylamine | Ammoniac 5/a | qualitatif | 2,5 ppm
75-61-6 | 8101601 | Dibromodifluorométhane | Hydrocarbures halogénés 100/a | qualitatif | inconnu
74-95-3 | 8101691 | Dibromométhane | Hydrocarbures d'essence 10/a | 5 - 600 ppm | 5 ppm
95-57-8 |  | o-Chlorophénol | #N/A | qualitatif | inconnu
106-93-4 | CH27301 | Dibromure d'éthylène | Bromure de méthyle 5/b | 5 - 50 ppm | 5 ppm
106-93-4 | 8101691 | Dibromure d'éthylène | Hydrocarbures d'essence 10/a | 25 - 1000 ppm | 25 ppm
62-73-7 | 6728461 | Dichlorevos (ISO) | Esters de l'acide phosphorique 0,05/a | 0,05 ppm | 0,05 ppm
75-34-3 | CH27301 | Dichloro-1,1 éthane | Bromure de méthyle 5/b | 10 - 100 ppm | 10 ppm
75-34-3 | 8101551 | Dichloro-1,1 éthane | Perchloréthylène 0,1/a | 5 - 40 ppm | 5 ppm
95-50-1 | 6728761 | Dichloro-1,2 benzène | Chlorobenzène 5/a | qualitatif | 5 ppm
107-06-2 | CH27301 | Dichloro-1,2 éthane | Bromure de méthyle 5/b | 100 - 300 ppm | 100 ppm
107-06-2 | 8101551 | Dichloro-1,2 éthane | Perchloréthylène 0,1/a | 10 - 50 ppm | 10 ppm
107-06-2 | 8101501 | Dichloro-1,2 éthane | Perchloréthylène 2/a | qualitatif | inconnu
156-59-2 | 6728031 | Dichloro-1,2 éthylène (cis) | Chlorure de vinyle 1/a | 7,5 - 75 ppm | 7,5 ppm
156-60-5 | 6728031 | Dichloro-1,2 éthylène (trans) | Chlorure de vinyle 1/a | 7,5 - 75 ppm | 7,5 ppm
78-87-5 | CH27301 | Dichloro-1,2 propane | Bromure de méthyle 5/b | 50 - 100 ppm | 50 ppm
541-73-1 | 6728761 | Dichloro-1,3 benzène | Chlorobenzène 5/a | qualitatif | 5 ppm
106-46-7 | 6728761 | Dichloro-1,4 benzène | Chlorobenzène 5/a | qualitatif | 10 ppm
| 6728761 | Dichlorobenzène, tous les isomères | Chlorobenzène 5/a | qualitatif | 10 ppm
75-71-8 | 8101601 | Dichlorodifluorométhane | Hydrocarbures halogénés 100/a | 500 - 2000 ppm | 500 ppm
75-43-4 | 8101601 | Dichlorofluorométhane | Hydrocarbures halogénés 100/a | qualitatif | inconnu
75-09-2 | 6724601 | Dichlorométhane | Chlorure de méthylène 100/a | 10 - 2000 ppm | 10 ppm
10545-99-0 | CH29501 | Dichlorure de soufre | Acide chlorhydrique 1/a | qualitatif | inconnu
10545-99-0 | 6728491 | Dichlorure de soufre | Anhydride sulfureux 0,5/a | qualitatif | inconnu
7778-50-9 | 6728681 | Dichromate de potassium | Acide chromique 0,1/a | 0,1 - 0,5 mg/m3 | 0,1 mg/m3
77-73-6 | 8101341 | Dicyclopentadiène | Tétrahydrothiophène 1/b | 1,5 - 15 mg/m3 | 1,5 mg/m3
| 8101691 | Diesel | Hydrocarbures d'essence 10/a | qualitatif | 0,5 mg/l
111-42-2 | 8101711 | Diéthanolamine | Ammoniac 0,25/a | qualitatif | 3 ppm
111-42-2 | CH31801 | Diéthanolamine | Hydrazine 0,25/a | qualitatif | inconnu
109-89-7 | 6718401 | Diéthylamine | Triéthylamine 5/a | 5 - 60 ppm | 5 ppm
100-37-8 | 8101711 | Diéthylamino-2 éthanol | Ammoniac 0,25/a | 0,5 - 10 ppm | 0,5 ppm
100-37-8 | CH31801 | Diéthylamino-2 éthanol | Hydrazine 0,25/a | qualitatif | inconnu
111-46-6 | 8101351 | Diéthylène glycol | Ethylèneglycol 10 | qualitatif | inconnu
111-40-0 | 8101711 | Diéthylènetriamine | Ammoniac 0,25/a | qualitatif | 20 ppm
111-40-0 | CH31801 | Diéthylènetriamine | Hydrazine 0,25/a | qualitatif | inconnu
60-29-7 | 6730501 | Diéthyléther | Diéthyléther 100/a | 100 - 4000 ppm | 100 ppm
64-67-5 | 6718701 | Diéthylsulfate | Diméthylsulfate 0,005/c | qualitatif | 0,5 ppm
108-18-9 | 8101711 | Diisopropylamine | Ammoniac 0,25/a | 0,5 - 6 ppm | 0,5 ppm
108-18-9 | CH31801 | Diisopropylamine | Hydrazine 0,25/a | qualitatif | inconnu
108-18-9 | 6718401 | Diisopropylamine | Triéthylamine 5/a | qualitatif | inconnu
108-20-3 | 6730501 | Diisopropyléther | Diéthyléther 100/a | 100 - 4000 ppm | 100 ppm
534-15-6 | 8101631 | Diméthoxy-1,1 éthane | Alcool 25/a | 25 - 500 ppm | 25 ppm
110-71-4 | 8101631 | Diméthoxy-1,2 éthane | Alcool 25/a | 100 - 1100 ppm | 100 ppm
124-40-3 | 8101711 | Diméthylamine | Ammoniac 0,25/a | 0,25 - 6 ppm | 0,25 ppm
124-40-3 | 6718401 | Diméthylamine | Triéthylamine 5/a | 5 - 60 ppm | 5 ppm
926-64-7 | CH26901 | Diméthylaminoacétonitrile | Nitrile acrylique 5/b | qualitatif | 50 ppm
115-10-6 | 6725201 | Diméthyléther | Cyclohexane 100/a | 500 - 4000 ppm | 500 ppm
108-16-7 | 8101711 | Diméthylisopropanolamine | Ammoniac 0,25/a | 1 - 12 ppm | 1 ppm
77-78-1 | 6718701 | Diméthylsulfate | Diméthylsulfate 0,005/c | 0,005 - 0,6 ppm | 0,005 ppm
75-18-3 | 6728451 | Diméthylsulfure | Diméthylsulfure 1/a | 1 - 60 ppm | 1 ppm
123-91-1 | 6726801 | Dioxane-1,4 | Acétate d'éthylglycol 50/a | 13 - 175 ppm | 13 ppm
10049-04-4 | CH24301 | Dioxyde de chlore | Chlore 0,2/a | 0,1 - 1 ppm | 0,1 ppm
138-86-3 | 6733081 | Dipentène | Formaldéhyde 0,2/a | 5 - 200 ppm | 5 ppm
142-84-7 | 8101711 | Dipropylamine | Ammoniac 0,25/a | 0,5 - 5,5 ppm | 0,5 ppm
142-84-7 | CH31801 | Dipropylamine | Hydrazine 0,25/a | qualitatif | inconnu
142-84-7 | 6718401 | Dipropylamine | Triéthylamine 5/a | qualitatif | inconnu
123-19-3 | CH22901 | Dipropylcétone | Acétone 100/b | 100 - 1000 ppm | 100 ppm
117-81-7 | 6728371 | Di-sec-octylphthalate | Huile 10/a-P | 10 - 20 mg/m3 | 10 mg/m3
75-15-0 | CH28401 | Disulfure de carbone | Polytest | qualitatif | 1 ppm
75-15-0 | CH26001 | Disulfure de carbone | Sulfure de carbone 0,04 | 3 - 95 ppm | 3 ppm
75-15-0 | 8101891 | Disulfure de carbone | Sulfure de carbone 3/a | 3 - 95 ppm | 3 ppm
75-15-0 | CH23201 | Disulfure de carbone | Sulfure de carbone 30/a | 0,1 - 60 mg/l | 32 ppm
75-15-0 | 6728351 | Disulfure de carbone | Sulfure de carbone 5/a | 2,5 - 120 ppm | 2,5 ppm
624-92-0 | 6728451 | Disulfure de méthyle | Diméthylsulfure 1/a | 1 - 10 ppm | 1 ppm
1321-74-0 | 6723301 | Divinyl benzène | Styrène 10/a | 1 - 40 ppm | 1 ppm
106-89-7 | 8101721 | Epichlorhydrine | Chlorure de vinyle 0,5/b | qualitatif | 1 ppm
106-89-8 | 6728111 | Epichlorhydrine | Epichlorhydrine 5/b | 5 - 50 ppm | 5 ppm
106-88-7 | 6728961 | Epoxy-1,2 butane | Oxyde d'éthylène 1/a | 2 - 30 ppm | 2 ppm
| 8101691 | Essence (avec plomb) | Hydrocarbures d'essence 10/a | 20 - 300 ppm | 20 ppm
| 6730201 | Essence d'avion IP34 | Hydrocarbures d'essence 100/a | 100 - 1000 mg/m3 | 100 mg/m3
| 8101691 | Essence d'avion IP5 | Hydrocarbures d'essence 10/a | qualitatif | inconnu
8032-32-4 | CH25401 | Essence de pétrole | Hydrocarbures 2 | 3 - 23 mg/l | 3 mg/l
8032-32-4 | 8101691 | Essence de pétrole | Hydrocarbures d'essence 10/a | 10 - 300 ppm | 10 ppm
8032-32-4 | 6730201 | Essence de pétrole | Hydrocarbures d'essence 100/a | 10 - 2500 ppm | 10 ppm
8032-32-4 | 6724701 | Essence de pétrole | Pentane 100/a | qualitatif | inconnu
8032-32-4 | CH28401 | Essence de pétrole | Polytest | qualitatif | 50 mg/m3
| CH20201 | Esters | Acétate d'éthyle 200/a | 200 - 3000 ppm | 200 ppm
| 6718601 | Esters de l'acide chloroformique | Chloroformiates 0,2/b | 0,2 - 10 ppm | 0,2 ppm
| 6728461 | Esters de l'acide phosphorique | Esters de l'acide phosphorique 0,05/a | qualitatif | inconnu
74-84-0 | CH20001 | Ethane | Gaz naturel (test) | qualitatif | 0.05%
64-17-5 | 6726801 | Ethanol | Acétate d'éthylglycol 50/a | 15 - 50 ppm | 15 ppm
64-17-5 | CH29701 | Ethanol | Alcool 100/a | 100 - 3000 ppm | 100 ppm
64-17-5 | 8101631 | Ethanol | Alcool 25/a | 25 - 2000 ppm | 25 ppm
64-17-5 | 6724701 | Ethanol | Pentane 100/a | 0,52 - 5,2 % | 0,52 vol %
141-43-5 | 8101711 | Ethanolamine | Ammoniac 0,25/a | 0,5 - 6 ppm | 0,5 ppm
34590-94-8 | 6726801 | Ether de dipropylènegylcol et de méthyle | Acétate d'éthylglycol 50/a | qualitatif | 100 ppm
34590-94-8 | 8101631 | Ether de dipropylènegylcol et de méthyle | Alcool 25/a | qualitatif | 50 ppm
142-96-1 | 6730501 | Ether dibutylique | Diéthyléther 100/a | 200 - 8000 ppm | 200 ppm
1634-04-4 | 6726665 | Ether méthyl tertiobutylique | Acétaldéhyde 100/a | 50 - 300 ppm | 50 ppm
111-43-3 | 6730501 | Ether propylique | Diéthyléther 100/a | 100 - 4000 ppm | 100 ppm
110-80-5 | 6726801 | Ethoxy-2 éthanol | Acétate d'éthylglycol 50/a | qualitatif | inconnu
75-04-7 | 6718401 | Ethylamine | Triéthylamine 5/a | 5 - 60 ppm | 5 ppm
100-41-4 | 6728381 | Ethylbenzène | Ethylbenzène 30/a | 30 - 600 ppm | 30 ppm
100-41-4 | CH23001 | Ethylbenzène | Toluène 5/a | 5 - 300 ppm | 5 ppm
100-41-4 | 8101661 | Ethylbenzène | Toluène 5/b | 5 - 300 ppm | 5 ppm
74-85-1 | 8101331 | Ethylène | Ethylène 0,1/a | 0,1 - 5 ppm | 0,1 ppm
74-85-1 | 6728051 | Ethylène | Ethylène 50/a | 50 - 2500 ppm | 50 ppm
74-85-1 | CH26101 | Ethylène | Hydrocarbures 0,1%/b | 0,5 - 2 % | 0,5 vol %
74-85-1 | CH28401 | Ethylène | Polytest | qualitatif | 50 ppm
628-96-6 | 6718201 | Ethylène glycol dinitrate | Nitroglycol 0,25/a | 0,25 ppm | 0,25 ppm
107-07-3 | 8101721 | Ethylènechlorhydrine | Chlorure de vinyle 0,5/b | qualitatif | 2 ppm
107-15-3 | 8101711 | Ethylènediamine | Ammoniac 0,25/a | 0,5 - 12 ppm | 0,5 ppm
107-15-3 | CH31801 | Ethylènediamine | Hydrazine 0,25/a | qualitatif | inconnu
107-21-1 | 8101351 | Ethylènediglycol | Ethylèneglycol 10 | 10 - 180 mg/m3 | 10 mg/m3
151-56-4 | 8101711 | Ethylène-imine | Ammoniac 0,25/a | 0,25 - 3 ppm | 0,25 ppm
151-56-4 | CH31801 | Ethylène-imine | Hydrazine 0,25/a | qualitatif | inconnu
16219-75-3 | 8101341 | Ethylidène norbornène | Tétrahydrothiophène 1/b | 2,5 - 25 mg/m3 | 2,5 mg/m3
78-93-3 | CH22901 | Ethylméthylcétone | Acétone 100/b | 100 - 12000 ppm | 100 ppm
64742-47-8 | 6730201 | Exxsol D120 | Hydrocarbures d'essence 100/a | 100 - 900 ppm | 100 ppm
64742-48-9 | 8101691 | Exxsol D40 | Hydrocarbures d'essence 10/a | 25 - 300 ppm | 25 ppm
64742-48-9 | 8101691 | Exxsol D40 | Hydrocarbures d'essence 10/a | 50 - 350 ppm | 50 ppm
64742-48-9 | 6730201 | Exxsol D40 | Hydrocarbures d'essence 100/a | 125 - 1000 ppm | 125 ppm
64742-48-9 | 6730201 | Exxsol D40 | Hydrocarbures d'essence 100/a | 80 - 600 ppm | 80 ppm
| 8101601 | FCH | Hydrocarbures halogénés 100/a | qualitatif | inconnu
13463-40-6 | CH19501 | Fer pentacarbonyle | Nickeltétracarbonyle 0,1/a | qualitatif | 1 ppm
7782-41-4 | 8101491 | Fluor | Fluor 0,1/a | 0,05 - 2 ppm | 0,05 ppm
2699-79-8 | 8103361 | Fluorure de sulfuryle | Test de fluorure de sulfuryle (vikane) | 15 ppm | 5 ppm
75-12-7 | 8101941 | Formamide | Ammoniac 5/b | 0,5 - 10 ppm | 0,5 ppm
| 6730201 | Formex B | Hydrocarbures d'essence 100/a | 50 - 2000 mg/m3 | 50 mg/m3
592-84-7 | CH20201 | Formiate de butyle | Acétate d'éthyle 200/a | qualitatif | inconnu
107-31-3 | 6726665 | Formiate de méthyle | Acétaldéhyde 100/a | qualitatif | 30 ppm
107-31-3 | 8101631 | Formiate de méthyle | Alcool 25/a | qualitatif | 10 ppm
107-31-3 | 8101691 | Formiate de méthyle | Hydrocarbures d'essence 10/a | 100 - 2000 ppm | 100 ppm
109-94-4 | 8101691 | Formiate d'éthyle | Hydrocarbures d'essence 10/a | 100 - 200 ppm | 100 ppm
542-55-2 | CH20201 | Formiate d'isobutyle | Acétate d'éthyle 200/a | qualitatif | inconnu
98-01-1 | 6733081 | Furfural | Formaldéhyde 0,2/a | qualitatif | inconnu
617-89-0 | 8101711 | Furfurylamine | Ammoniac 0,25/a | 0,25 - 3 ppm | 0,25 ppm
| CH28401 | Gasoil | Polytest | qualitatif | inconnu
| 8103380 | Gaz de fumigation | Test simultané fumigation 1 | qualitatif | voir manuel
| 8101735 | Gaz d'incendie inorganiques | Test simultané I | qualitatif | voir manuel
| 8101736 | Gaz d'incendie inorganiques | Test simultané II | qualitatif | voir manuel
| CH26101 | Gaz liquide | Hydrocarbures 0,1%/b | 1500 - 8000 ppm | 1500 ppm
74-82-8 | CH20001 | Gaz naturel | Gaz naturel (test) | qualitatif | 0,5 vol %
74-82-8 | CH20001 | Gaz naturel | Gaz naturel (test) | qualitatif | 5000 ppm
111-30-8 | 6733081 | Glutaraldéhyde | Formaldéhyde 0,2/a | qualitatif | inconnu
| CH24301 | Halogènes | Chlore 0,2/a | qualitatif | inconnu
151-67-7 | 8101601 | Halothane | Hydrocarbures halogénés 100/a | qualitatif | inconnu
111-70-6 | 8101631 | Heptanol-1 | Alcool 25/a | qualitatif | 50 ppm
2551-62-4 | 8101601 | Hexafluorure de soufre | Hydrocarbures halogénés 100/a | 500 - 2000 ppm | 500 ppm
100-97-0 | 6733081 | Hexamine | Formaldéhyde 0,2/a | qualitatif | inconnu
124-09-4 | 8101711 | Hexanediamine-1,6 | Ammoniac 0,25/a | qualitatif | 100 ppm
111-27-3 | 8101631 | Hexanol-1 | Alcool 25/a | 100 - 500 ppm | 100 ppm
592-41-6 | 6718901 | Hexène-1 | Chloroprène 5/a | 5 - 60 ppm | 5 ppm
| 6728371 | Huile | Huile 10/a-P | 0,1 - 100 mg/m3 | 0,1 mg/m3
302-01-2 | 8103351 | Hydrazine | Hydrazine 0,01/a | 0,01 - 6 ppm | 0,01 ppm
302-01-2 | 6733121 | Hydrazine | Hydrazine 0,2/a | 0,2 - 25 ppm | 0,2 ppm
302-01-2 | CH31801 | Hydrazine | Hydrazine 0,25/a | 0,1 - 10 ppm | 0,1 ppm
| CH26101 | Hydrocarbures | Hydrocarbures 0,1%/b | 0,1 - 1,3 % | 0.1%
| CH25401 | Hydrocarbures | Hydrocarbures 2 | 2 - 23 mg/l | 2 mg/l
| 8101691 | Hydrocarbures | Hydrocarbures d'essence 10/a | 10 - 300 ppm | 10 ppm
| 6730201 | Hydrocarbures | Hydrocarbures d'essence 100/a | 100 - 2500 ppm | 100 ppm
| 6728861 | Hydrocarbures chlorés | Chloroforme 2/a | qualitatif | inconnu
| 8101721 | Hydrocarbures chlorés | Chlorure de vinyle 0,5/b | qualitatif | inconnu
| 6728031 | Hydrocarbures chlorés | Chlorure de vinyle 1/a | qualitatif | inconnu
| 8101601 | Hydrocarbures chlorés | Hydrocarbures halogénés 100/a | qualitatif | inconnu
| 8101551 | Hydrocarbures chlorés | Perchloréthylène 0,1/a | qualitatif | inconnu
| CH30701 | Hydrocarbures chlorés | Perchloréthylène 10/b | qualitatif | inconnu
| 8101501 | Hydrocarbures chlorés | Perchloréthylène 2/a | qualitatif | inconnu
| 8101851 | Hydrocarbures chlorés | Perchloréthylène 50/a | qualitatif | inconnu
| CH21101 | Hydrocarbures chlorés | Trichloroéthane 50/d | qualitatif | inconnu
| 6728541 | Hydrocarbures chlorés | Trichloroéthylène 2/a | qualitatif | inconnu
| 8101881 | Hydrocarbures chlorés | Trichloroéthylène 50/a | qualitatif | inconnu
| CH26101 | Hydrocarbures d'essence | Hydrocarbures 0,1%/b | 0,1 - 1,3 % | 0.1%
| CH25401 | Hydrocarbures d'essence | Hydrocarbures 2 | 2 - 23 mg/l | 2 mg/l
| 8101691 | Hydrocarbures d'essence | Hydrocarbures d'essence 10/a | 10 - 300 ppm | 10 ppm
| 6730201 | Hydrocarbures d'essence | Hydrocarbures d'essence 100/a | 100 - 2500 ppm | 100 ppm
| 8101601 | Hydrocarbures halogénés | Hydrocarbures halogénés 100/a | qualitatif | inconnu
1333-74-0 | 8101511 | Hydrogène | Hydrogène 0,2%/a | 100 - 20000 ppm | 100 ppm
1333-74-0 | CH30901 | Hydrogène | Hydrogène 0,5%/a | 250 - 30000 ppm | 250 ppm
7783-06-4 | CH28101 | Hydrogène sulfuré | Hydrogène sulfuré 0,2%/a | 0,02 - 7 % | 0.02%
7783-06-4 | 8101461 | Hydrogène sulfuré | Hydrogène sulfuré 0,2/a | 0,02 - 50 ppm | 0,02 ppm
7783-06-4 | 8101991 | Hydrogène sulfuré | Hydrogène sulfuré 0,2/b | 0,2 - 6 ppm | 0,2 ppm
7783-06-4 | 6728041 | Hydrogène sulfuré | Hydrogène sulfuré 0,5/a | 0,05 - 150 ppm | 0,05 ppm
7783-06-4 | 6719001 | Hydrogène sulfuré | Hydrogène sulfuré 1/c | 0,1 - 200 ppm | 0,1 ppm
7783-06-4 | 8101831 | Hydrogène sulfuré | Hydrogène sulfuré 1/d | 1 - 200 ppm | 1 ppm
7783-06-4 | CH29101 | Hydrogène sulfuré | Hydrogène sulfuré 100/a | 10 - 2000 ppm | 10 ppm
7783-06-4 | 8101211 | Hydrogène sulfuré | Hydrogène sulfuré 2%/a | 0,2 - 40 % | 0.2%
7783-06-4 | 6728821 | Hydrogène sulfuré | Hydrogène sulfuré 2/a | 2 - 200 ppm | 2 ppm
7783-06-4 | 8101961 | Hydrogène sulfuré | Hydrogène sulfuré 2/b | 1 - 60 ppm | 1 ppm
7783-06-4 | CH29801 | Hydrogène sulfuré | Hydrogène sulfuré 5/b | 0,5 - 600 ppm | 0,5 ppm
7783-06-4 | CH28401 | Hydrogène sulfuré | Polytest | qualitatif | 2 ppm
7803-49-8 | 8101711 | Hydroxylamine | Ammoniac 0,25/a | qualitatif | inconnu
7803-49-8 | CH31801 | Hydroxylamine | Hydrazine 0,25/a | qualitatif | inconnu
107-83-5 | 8101691 | i-Hexane | Hydrocarbures d'essence 10/a | 20 - 600 ppm | 20 ppm
78-83-1 | 6726801 | Isobutanol | Acétate d'éthylglycol 50/a | qualitatif | 50 ppm
78-83-1 | CH29701 | Isobutanol | Alcool 100/a | qualitatif | 100 ppm
78-83-1 | 8101631 | Isobutanol | Alcool 25/a | 40 - 1000 ppm | 40 ppm
78-81-9 | 6728931 | Isobutylamine | Cyclohexylamine 2/a | 2 - 30 ppm | 2 ppm
78-81-9 | 6718401 | Isobutylamine | Triéthylamine 5/a | 5 - 60 ppm | 5 ppm
540-84-1 | 8101691 | Isooctane | Hydrocarbures d'essence 10/a | 10 - 200 ppm | 10 ppm
540-84-1 | 6730201 | Isooctane | Hydrocarbures d'essence 100/a | 10 - 1500 ppm | 10 ppm
90622-57-4 | 8101691 | Isopar G | Hydrocarbures d'essence 10/a | 50 - 350 ppm | 50 ppm
90622-57-4 | 8101691 | Isopar G | Hydrocarbures d'essence 10/a | 10 - 650 ppm | 10 ppm
90622-57-4 | 6730201 | Isopar G | Hydrocarbures d'essence 100/a | 30 - 500 ppm | 30 ppm
90622-58-5 | 8101691 | Isopar H | Hydrocarbures d'essence 10/a | 50 - 350 ppm | 50 ppm
90622-58-5 | 8101691 | Isopar H | Hydrocarbures d'essence 10/a | 10 - 300 ppm | 10 ppm
90622-58-5 | 6730201 | Isopar H | Hydrocarbures d'essence 100/a | 140 - 1000 ppm | 140 ppm
90622-58-5 | 6730201 | Isopar M | Hydrocarbures d'essence 100/a | qualitatif | 0,5 mg/l
78-79-5 | 6718901 | Isoprène | Chloroprène 5/a | 10 - 30 ppm | 10 ppm
67-63-0 | 6726801 | iso-Propanol | Acétate d'éthylglycol 50/a | 15 - 40 ppm | 15 ppm
67-63-0 | CH29701 | iso-Propanol | Alcool 100/a | 100 - 3000 ppm | 100 ppm
67-63-0 | 8101631 | iso-Propanol | Alcool 25/a | 50 - 4000 ppm | 50 ppm
75-31-0 | 6728931 | Isopropylamine | Cyclohexylamine 2/a | 2 - 30 ppm | 2 ppm
75-31-0 | 6718401 | Isopropylamine | Triéthylamine 5/a | 5 - 60 ppm | 5 ppm
75-33-2 | 8103281 | Isopropylmercaptan | Mercaptan 0,1/a | 0,1 - 15 ppm | 0,1 ppm
75-33-2 | 6728981 | Isopropylmercaptan | Mercaptan 0,5/a | 0,5 - 5 ppm | 0,5 ppm
8008-20-6 | CH25401 | Kerosène | Hydrocarbures 2 | qualitatif | inconnu
8008-20-6 | 8101691 | Kerosène | Hydrocarbures d'essence 10/a | 5 - 200 mg/m3 | 5 mg/m3
8008-20-6 | 6730201 | Kerosène | Hydrocarbures d'essence 100/a | qualitatif | inconnu
| 6726801 | Libragloss LIG | Acétate d'éthylglycol 50/a | 25 - 200 ppm | 25 ppm
5989-27-5 | 6733081 | Limonène | Formaldéhyde 0,2/a | 5 - 50 ppm | 5 ppm
| CH23001 | Maragloss GN | Toluène 5/a | 50 - 200 ppm | 50 ppm
| 8101701 | Maragloss GN | Toluène 50/a | 50 - 200 ppm | 50 ppm
| CH23001 | Maragloss GO | Toluène 5/a | 25 - 200 ppm | 25 ppm
| 8101701 | Maragloss GO | Toluène 50/a | 25 - 200 ppm | 25 ppm
| CH23001 | Maraplak MM | Toluène 5/a | 25 - 200 ppm | 25 ppm
| 8101701 | Maraplak MM | Toluène 50/a | 25 - 200 ppm | 25 ppm
| CH23001 | Marapur PU | Toluène 5/a | 25 - 200 ppm | 25 ppm
| 8101701 | Marapur PU | Toluène 50/a | 25 - 200 ppm | 25 ppm
| CH23001 | Marastar SR | Toluène 5/a | 50 - 200 ppm | 50 ppm
| 8101701 | Marastar SR | Toluène 50/a | 50 - 200 ppm | 50 ppm
| CH23001 | Maropoxy Y nouveau | Toluène 5/a | 25 - 200 ppm | 25 ppm
| 8101701 | Maropoxy Y nouveau | Toluène 50/a | 25 - 200 ppm | 25 ppm
108-39-4 | 8101641 | m-Crésol | Phénol 1/b | 0,8 - 16 ppm | 0,8 ppm
109-79-5 | 6728981 | Mercaptan de butyle | Mercaptan 0,5/a | 0,5 - 5 ppm | 0,5 ppm
109-79-5 | 8101871 | Mercaptan de butyle | Mercaptan 20/a | 20 - 100 ppm | 20 ppm
75-08-1 | 8103281 | Mercaptan éthylique | Mercaptan 0,1/a | 0,1 - 15 ppm | 0,1 ppm
75-08-1 | 6728981 | Mercaptan éthylique | Mercaptan 0,5/a | 0,1 - 20 ppm | 0,1 ppm
75-08-1 | 8101871 | Mercaptan éthylique | Mercaptan 20/a | 2 - 1000 ppm | 2 ppm
108-98-5 | 8101871 | Mercaptan phénilique | Mercaptan 20/a | 2 - 100 ppm | 2 ppm
80-62-6 | 6728161 | Méthacrylate de méthyle | Acrylate de méthyle 5/a | 15 - 700 ppm | 15 ppm
97-63-2 | 6728161 | Méthacrylate d'éthyle | Acrylate de méthyle 5/a | 100 - 400 ppm | 100 ppm
67-56-1 | CH29701 | Méthanol | Alcool 100/a | 100 - 3000 ppm | 100 ppm
67-56-1 | 8101631 | Méthanol | Alcool 25/a | 25 - 5000 ppm | 25 ppm
109-86-4 | 6726801 | Méthoxy-2 éthanol | Acétate d'éthylglycol 50/a | qualitatif | inconnu
110-12-3 | CH22901 | Méthyl isoamylcétone | Acétone 100/b | 100 - 5000 ppm | 100 ppm
563-80-4 | CH22901 | Méthyl isopropylcétone | Acétone 100/b | 160 - 4800 ppm | 160 ppm
107-87-9 | CH22901 | Méthyl propylcétone | Acétone 100/b | 130 - 15600 ppm | 130 ppm
75-28-5 | CH26101 | Méthyl-2-propane | Hydrocarbures 0,1%/b | 100 - 1600 ppm | 100 ppm
75-28-5 | 6724701 | Méthyl-2-propane | Pentane 100/a | 100 - 800 ppm | 100 ppm
75-65-0 | 6726665 | Méthyl-2-propanol-2 | Acétaldéhyde 100/a | 50 - 500 ppm | 50 ppm
123-98-7 | 6728591 | Méthylacrylonitrile | Nitrile acrylique 0,5/a | qualitatif | inconnu
123-98-7 | CH 26901 | Méthylacrylonitrile | Nitrile acrylique 5/b | qualitatif | 5 ppm
109-87-5 | 8101631 | Méthylal | Alcool 25/a | 200 - 1000 ppm | 200 ppm
74-89-5 | CH31901 | Méthylamine | Ammoniac 0,5%/a | 0,25 - 3 % | 0.25%
74-89-5 | 6718401 | Méthylamine | Triéthylamine 5/a | 5 - 60 ppm | 5 ppm
96-32-2 | 6726665 | Méthylbromoacétate | Acétaldéhyde 100/a | qualitatif | 100 ppm
96-32-2 | CH20201 | Méthylbromoacétate | Acétate d'éthyle 200/a | qualitatif | 100 ppm
96-32-2 | 6726801 | Méthylbromoacétate | Acétate d'éthylglycol 50/a | qualitatif | 500 ppm
96-32-2 | 8101631 | Méthylbromoacétate | Alcool 25/a | qualitatif | 100 ppm
96-32-2 | 8101721 | Méthylbromoacétate | Chlorure de vinyle 0,5/b | qualitatif | 500 ppm
96-32-2 | 6730501 | Méthylbromoacétate | Diéthyléther 100/a | qualitatif | 500 ppm
96-32-2 | 8101551 | Méthylbromoacétate | Perchloréthylène 0,1/a | qualitatif | 500 ppm
96-32-2 | 8101501 | Méthylbromoacétate | Perchloréthylène 2/a | qualitatif | 500 ppm
96-34-4 | 8101631 | Méthylchloroacétate | Alcool 25/a | qualitatif | 10 ppm
108-87-2 | 6725201 | Méthylcyclohexane | Cyclohexane 100/a | 200 - 3000 ppm | 200 ppm
60-34-4 | 6733121 | Méthylhydrazine | Hydrazine 0,2/a | 0,2 - 10 ppm | 0,2 ppm
108-10-1 | CH22901 | Méthylisobutylcétone | Acétone 100/b | 130 - 15600 ppm | 130 ppm
74-93-1 | 8103281 | Méthylmercaptan | Mercaptan 0,1/a | 0,05 - 15 ppm | 0,05 ppm
74-93-1 | 6728981 | Méthylmercaptan | Mercaptan 0,5/a | 0,1 - 20 ppm | 0,1 ppm
74-93-1 | 8101871 | Méthylmercaptan | Mercaptan 20/a | 2 - 1000 ppm | 2 ppm
25013-15-4 | 6733141 | Méthylstyrènes | Styrène 10/b | 10 - 100 ppm | 10 ppm
630-08-0 | 6728751 | Monoxyde de carbone | Oxyde de carbone 0,001%/a | 10 - 3000 ppm | 10 ppm
630-08-0 | CH29901 | Monoxyde de carbone | Oxyde de carbone 0,3%/b | 0,3 - 7 % | 0.3%
630-08-0 | CH20601 | Monoxyde de carbone | Oxyde de carbone 10/b | 1 - 3000 ppm | 1 ppm
630-08-0 | 8101951 | Monoxyde de carbone | Oxyde de carbone 10/c | 5 - 250 ppm | 5 ppm
630-08-0 | 8103321 | Monoxyde de carbone | Oxyde de carbone 10/d | 10 - 3000 ppm | 10 ppm
630-08-0 | 6733051 | Monoxyde de carbone | Oxyde de carbone 2/a | 2 - 300 ppm | 2 ppm
630-08-0 | CH25601 | Monoxyde de carbone | Oxyde de carbone 5/c | 0,5 - 700 ppm | 0,5 ppm
630-08-0 | CH19701 | Monoxyde de carbone | Oxyde de carbone 8/a | 8 - 1200 ppm | 8 ppm
630-08-0 | CH28401 | Monoxyde de carbone | Polytest | qualitatif | 5 ppm
110-91-8 | 8101711 | Morpholine | Ammoniac 0,25/a | qualitatif | inconnu
110-91-8 | CH31801 | Morpholine | Hydrazine 0,25/a | qualitatif | inconnu
| 6730201 | Multidyn L 150 | Hydrocarbures d'essence 100/a | 0,5 -3,9 mg/l | 0,5 mg/l
| 6730201 | Multidyn L 160 | Hydrocarbures d'essence 100/a | 0,5 - 4 mg/l | 0,5 mg/l
108-38-3 | CH28401 | m-Xylène | Polytest | qualitatif | 10 ppm
108-38-3 | 8101731 | m-Xylène | Toluène 100/a | 100 - 1800 ppm | 100 ppm
108-38-3 | 8101661 | m-Xylène | Toluène 5/b | 5 - 300 ppm | 5 ppm
108-38-3 | 6733161 | m-Xylène | Xylène 10/a | 10 - 1000 ppm | 10 ppm
108-01-0 | 8101711 | N,N-Diméthyl éthanolamine | Ammoniac 0,25/a | qualitatif | inconnu
108-01-0 | CH31801 | N,N-Diméthyl éthanolamine | Hydrazine 0,25/a | qualitatif | inconnu
127-19-5 | 6718501 | N,N-Diméthylacétamide | Diméthylformamide 10/b | 100 - 400 ppm | 100 ppm
121-69-7 | 6733171 | N,N-Diméthylaniline | Aniline 0,5/a | 0,5 - 10 ppm | 0,5 ppm
598-56-1 | 8101711 | N,N-Diméthyléthylamine | Ammoniac 0,25/a | 0,2 - 2 ppm | 0,2 ppm
598-56-1 | 6718401 | N,N-Diméthyléthylamine | Triéthylamine 5/a | 5 - 60 ppm | 5 ppm
68-12-2 | 6718501 | N,N-Diméthylformamide | Diméthylformamide 10/b | 2,5 - 400 ppm | 2,5 ppm
57-14-7 | 8101711 | N,N-Diméthylhydrazine | Ammoniac 0,25/a | qualitatif | inconnu
57-14-7 | CH20501 | N,N-Diméthylhydrazine | Ammoniac 5/a | qualitatif | inconnu
996-35-0 | 8101711 | N,N-Diméthylisopropylamine | Ammoniac 0,25/a | 1 - 12 ppm | 1 ppm
996-35-0 | CH31801 | N,N-Diméthylisopropylamine | Hydrazine 0,25/a | qualitatif | inconnu
996-35-0 | 6718401 | N,N-Diméthylisopropylamine | Triéthylamine 5/a | 15 - 70 ppm | 15 ppm
109-55-7 | 8101711 | N,N-Diméthyltriméthylènediamine | Ammoniac 0,25/a | qualitatif | 1 ppm
109-55-7 | CH31801 | N,N-Diméthyltriméthylènediamine | Hydrazine 0,25/a | qualitatif | inconnu
110-43-0 | CH22901 | n-Amyl méthylcétone | Acétone 100/b | qualitatif | 100 ppm
91-20-3 | 6733161 | Naphtalène | Xylène 10/a | qualitatif | 0,5 ppm
| 6730201 | Nappar 10 | Hydrocarbures d'essence 100/a | 200 - 1200 ppm | 200 ppm
| 6730201 | Nappar 11 | Hydrocarbures d'essence 100/a | 180 - 1000 ppm | 180 ppm
92062-15-2 | 6730201 | Nappar 6 | Hydrocarbures d'essence 100/a | 260 - 1000 ppm | 260 ppm
106-97-8 | CH26101 | n-Butane | Hydrocarbures 0,1%/b | 1000 - 8000 ppm | 1000 ppm
106-97-8 | CH28401 | n-Butane | Polytest | qualitatif | 100 ppm
109-73-9 | 6728931 | n-Butylamine | Cyclohexylamine 2/a | 2 - 30 ppm | 2 ppm
109-73-9 | 6718401 | n-Butylamine | Triéthylamine 5/a | 5 - 60 ppm | 5 ppm
124-18-5 | 8101691 | n-Décane | Hydrocarbures d'essence 10/a | 10 - 200 ppm | 10 ppm
112-40-3 | 8101691 | n-Dodécane | Hydrocarbures d'essence 10/a | 50 - 400 ppm | 50 ppm
142-82-5 | 6728391 | n-Heptane | Hexane 100/a | 200 - 1000 ppm | 200 ppm
142-82-5 | 8101691 | n-Heptane | Hydrocarbures d'essence 10/a | 7 - 210 ppm | 7 ppm
142-82-5 | 6730201 | n-Heptane | Hydrocarbures d'essence 100/a | 100 - 500 ppm | 100 ppm
110-54-3 | 6728391 | n-Hexane | Hexane 100/a | 50 - 3000 ppm | 50 ppm
110-54-3 | 8101691 | n-Hexane | Hydrocarbures d'essence 10/a | 5 - 150 ppm | 5 ppm
110-54-3 | 6730201 | n-Hexane | Hydrocarbures d'essence 100/a | 20 - 200 ppm | 20 ppm
7440-02-0 | 6728871 | Nickel | Nickel 0,25/a | 0,1 - 1 mg/m3 | 0,1 mg/m3
13463-39-3 | CH19501 | Nickeltétracarbonyle | Nickeltétracarbonyle 0,1/a | 0,1 - 1 ppm | 0,1 ppm
| CH20201 | Nitro thinner | Acétate d'éthyle 200/a | qualitatif | inconnu
55-63-0 | 6718201 | Nitroglycerine | Nitroglycol 0,25/a | qualitatif | inconnu
105-59-9 | 8101711 | n-Méthyl diéthanolamine | Ammoniac 0,25/a | qualitatif | inconnu
105-59-9 | CH31801 | n-Méthyl diéthanolamine | Hydrazine 0,25/a | qualitatif | inconnu
100-61-8 | 6733171 | n-Méthylaniline | Aniline 0,5/a | 10 ppm | 10 ppm
616-39-7 | 6718401 | n-Méthyldiéthylamine | Triéthylamine 5/a | 5 - 60 ppm | 5 ppm
111-84-2 | 8101691 | n-Nonane | Hydrocarbures d'essence 10/a | 12 - 360 ppm | 12 ppm
111-84-2 | 6730201 | n-Nonane | Hydrocarbures d'essence 100/a | 500 - 1000 ppm | 500 ppm
111-65-9 | CH25401 | n-Octane | Hydrocarbures 2 | 3 - 23 mg/l | 3 mg/l
111-65-9 | 8101691 | n-Octane | Hydrocarbures d'essence 10/a | 1 - 300 ppm | 1 ppm
111-65-9 | 6730201 | n-Octane | Hydrocarbures d'essence 100/a | 10 - 4000 ppm | 100 ppm
111-65-9 | CH28401 | n-Octane | Polytest | qualitatif | 10 ppm
111-87-5 | CH20201 | n-Octanol | Acétate d'éthyle 200/a | qualitatif | inconnu
109-66-0 | 6730201 | n-Pentane | Hydrocarbures d'essence 100/a | 100 - 500 ppm | 100 ppm
109-66-0 | 6724701 | n-Pentane | Pentane 100/a | 100 - 1500 ppm | 100 ppm
71-41-0 | 6726801 | n-Pentanol | Acétate d'éthylglycol 50/a | qualitatif | inconnu
71-41-0 | 8101631 | n-Pentanol | Alcool 25/a | 100 - 2000 ppm | 100 ppm
71-23-8 | CH29701 | n-Propanol | Alcool 100/a | 100 - 3000 ppm | 100 ppm
103-65-1 | 8101661 | n-Propyl benzène | Toluène 5/b | 5 - 300 ppm | 5 ppm
95-57-8 | 8101641 | o-Chlorophénol | Phénol 1/b | qualitatif | inconnu
95-48-7 | 8101641 | o-Crésol | Phénol 1/b | 1,1 - 22 ppm | 1,1 ppm
111-66-0 | 6718901 | Octène-1 | Chloroprène 5/a | 0,02 - 1 mg/l | 20 ppm
| CH31201 | Oléfines | Olefine 0,05%/a | 0,04 - 3,2 % | 0.04%
| CH25903 | Organoazotés basiques | Organoazotés basiques | qualitatif | 1 mg/m3
95-53-4 | 6728991 | o-Toluidine | o-Toluidine 1/a | 1 -30 ppm | 1 ppm
10102-43-9 | CH28401 | Oxyde d'azote (NO) | Polytest | qualitatif | 50 ppm
10102-43-9 | CH29401 | Oxyde d'azote (NO) | Vapeurs nitreuses 0,5/a | 0,5 - 10 ppm | 0,5 ppm
10102-43-9 | CH27701 | Oxyde d'azote (NO) | Vapeurs nitreuses 100/c | 100 - 5000 ppm | 100 ppm
10102-43-9 | CH31001 | Oxyde d'azote (NO) | Vapeurs nitreuses 2/a | 2 - 100 ppm | 2 ppm
10102-43-9 | 6724001 | Oxyde d'azote (NO) | Vapeurs nitreuses 20/a | 20 - 500 ppm | 20 ppm
141-79-7 | 8101631 | Oxyde de mésityle | Alcool 25/a | 25 - 500 ppm | 25 ppm
75-56-9 | 6728961 | Oxyde de propylène | Oxyde d'éthylène 1/a | 1 - 60 ppm | 1 ppm
75-56-9 | 6728241 | Oxyde de propylène | Oxyde d'éthylène 25/a | 50 - 2000 ppm | 50 ppm
75-21-8 | 6728961 | Oxyde d'éthylène | Oxyde d'éthylène 1/a | 0,2 - 30 ppm | 0,2 ppm
75-21-8 | 6728241 | Oxyde d'éthylène | Oxyde d'éthylène 25/a | 25 - 500 ppm | 25 ppm
7782-44-7 | 6728081 | Oxygène | Oxygène 5%/B | 0,05 - 23 % | 0.05%
7782-44-7 | 8103261 | Oxygène | Oxygène 5%/C | 5 - 23 % | 5%
95-47-6 | CH28401 | o-Xylène | Polytest | qualitatif | 10 ppm
95-47-6 | 8101731 | o-Xylène | Toluène 100/a | 100 - 1800 ppm | 100 ppm
95-47-6 | 8101661 | o-Xylène | Toluène 5/b | 5 - 300 ppm | 5 ppm
95-47-6 | 6733161 | o-Xylène | Xylène 10/a | 10 - 1000 ppm | 10 ppm
10028-15-6 | 6733181 | Ozone | Ozone 0,05/b | 0,01 - 7 ppm | 0,01 ppm
10028-15-6 | CH21001 | Ozone | Ozone 10/a | 10 - 300 ppm | 10 ppm
56-38-2 | 6728461 | Parathion (ISO) | Esters de l'acide phosphorique 0,05/a | qualitatif | inconnu
106-44-5 | 8101641 | p-Crésol | Phénol 1/b | qualitatif | 2 ppm
123-54-6 | CH20201 | Pentanedione-2,4 | Acétate d'éthyle 200/a | qualitatif | 100 ppm
127-18-4 | 8101551 | Perchloréthylène | Perchloréthylène 0,1/a | 0,1 - 4 ppm | 0,1 ppm
127-18-4 | CH30701 | Perchloréthylène | Perchloréthylène 10/b | 10 - 1000 ppm | 10 ppm
127-18-4 | 8101501 | Perchloréthylène | Perchloréthylène 2/a | 2 - 300 ppm | 2 ppm
127-18-4 | 8101851 | Perchloréthylène | Perchloréthylène 50/a | 50 - 10000 ppm | 50 ppm
127-18-4 | CH28401 | Perchloréthylène | Polytest | qualitatif | 20 ppm
594-42-3 | 8101551 | Perchloro méthylmercaptan | Perchloréthylène 0,1/a | 0,1 - 0,6 ppm | 0,1 ppm
594-42-3 | 8101501 | Perchloro méthylmercaptan | Perchloréthylène 2/a | qualitatif | 7 ppm
7722-84-1 | 8101041 | Peroxyde de hydrogène | Peroxyde de hydrogène 0,1/a | 0,1 - 30 ppm | 0,1 ppm
8002-05-9 | CH28401 | Pétrole | Polytest | qualitatif | inconnu
108-95-2 | 8101641 | Phénol | Phénol 1/b | 1 - 20 ppm | 1 ppm
92-52-4 | CH28401 | Phényl benzène | Polytest | qualitatif | inconnu
92-52-4 | 6733161 | Phényl benzène | Xylène 10/a | qualitatif | 0,5 ppm
| CH28401 | Phenyl ether/Biphenyl (mixture) | Polytest | qualitatif | inconnu
101-84-8 | CH28401 | Phénylether | Polytest | qualitatif | 10 ppm
75-44-5 | 8101521 | Phosgène | Phosgène 0,02/a | 0,02 - 1 ppm | 0,02 ppm
75-44-5 | CH19401 | Phosgène | Phosgène 0,05/a | 0,04 - 1,5 ppm | 0,04 ppm
75-44-5 | CH28301 | Phosgène | Phosgène 0,25/c | 0,25 - 25 ppm | 0,25 ppm
7803-51-2 | 8101611 | Phosphine | Hydrogène phosphoré 0,01/a | 0,01 - 3 ppm | 0,01 ppm
7803-51-2 | CH31101 | Phosphine | Hydrogène phosphoré 0,1/a | 0,01 - 40 ppm | 0,01 ppm
7803-51-2 | 8101801 | Phosphine | Hydrogène phosphoré 1/a | 1 - 200 ppm | 1 ppm
7803-51-2 | 8101621 | Phosphine | Hydrogène phosphoré 25/a | 25 - 10.000 ppm | 25 ppm
7803-51-2 | CH21201 | Phosphine | Hydrogène phosphoré 50/a | 50 - 3000 ppm | 50 ppm
| 8103341 | Phosphine en acétylène | Hydrogène phosphoré 0,1/b dans l'acétylène | 0,1 - 15 ppm | 0,1 ppm
110-89-4 | 8101711 | Pipéridine | Ammoniac 0,25/a | 0,25 - 15 ppm | 0,25 ppm
74-98-6 | CH20001 | Propane | Gaz naturel (test) | qualitatif | 0.05%
74-98-6 | CH26101 | Propane | Hydrocarbures 0,1%/b | 0,5 - 1,3 % | 0.5%
74-98-6 | CH28401 | Propane | Polytest | qualitatif | 500 ppm
107-12-0 | 6728591 | Propionitrile | Nitrile acrylique 0,5/a | 5 - 44 ppm | 5 ppm
115-07-1 | CH31201 | Propylène | Olefine 0,05%/a | 0,06 - 3,2 % | 0.06%
57-55-6 | 8101351 | Propylène glycol-1,3 | Ethylèneglycol 10 | qualitatif | inconnu
57-55-6 | 6728241 | Propylène glycol-1,3 | Oxyde d'éthylène 25/a | qualitatif | inconnu
75-55-8 | 8101711 | Propylène imine | Ammoniac 0,25/a | 0,25 - 3 ppm | 0,25 ppm
107-03-9 | 6728981 | Propylmercaptan | Mercaptan 0,5/a | 0,5 - 5 ppm | 0,5 ppm
107-03-9 | 8101871 | Propylmercaptan | Mercaptan 20/a | 2 - 100 ppm | 2 ppm
98-51-1 | 6733161 | p-tert-Butyltoluène | Xylène 10/a | 1 - 100 ppm | 1 ppm
106-42-3 | CH28401 | p-Xylène | Polytest | qualitatif | 10 ppm
106-42-3 | 8101731 | p-Xylène | Toluène 100/a | 100 - 1800 ppm | 100 ppm
106-42-3 | 8101661 | p-Xylène | Toluène 5/b | 5 - 300 ppm | 5 ppm
106-42-3 | 6733161 | p-Xylène | Xylène 10/a | 10 - 1000 ppm | 10 ppm
110-86-1 | 6728651 | Pyridine | Polytest | 5 ppm | 5 ppm
| 6728981 | Scentinel E | Mercaptan 0,5/a | 1 - 10 mg/m3 | 1 mg/m3
13952-84-6 | 6728931 | sec-Butylamine | Cyclohexylamine 2/a | 2 - 30 ppm | 2 ppm
13952-84-6 | 6718401 | sec-Butylamine | Triéthylamine 5/a | 5 - 60 ppm | 5 ppm
7783-07-5 | 6728041 | Sélénure de hydrogène | Hydrogène sulfuré 0,5/a | 0,5 - 5 ppm | 5 ppm
| 8101691 | Shell A 151 | Hydrocarbures d'essence 10/a | 0,3 - 2 mg/l | 0,3 mg/l
64742-89-8 | 6730201 | Shellsol 60/95 | Hydrocarbures d'essence 100/a | 125 - 1000 ppm | 125 ppm
64742-89-8 | 6730201 | Shellsol 60/95 | Hydrocarbures d'essence 100/a | 125 - 900 ppm | 125 ppm
| 8101691 | Shellsol D7 | Hydrocarbures d'essence 10/a | qualitatif | 25 ppm
64741-65-7 | 8101691 | Shellsol Topklean | Hydrocarbures d'essence 10/a | 50 - 350 ppm | 50 ppm
7681-52-9 | CH24301 | Sodium natriumhypochlorite | Chlore 0,2/a | qualitatif | inconnu
8030-30-6 | 6725201 | Solvent caoutchouc | Cyclohexane 100/a | qualitatif | inconnu
8030-30-6 | 8101691 | Solvent caoutchouc | Hydrocarbures d'essence 10/a | qualitatif | inconnu
8030-30-6 | 6730201 | Solvent caoutchouc | Hydrocarbures d'essence 100/a | qualitatif | inconnu
| CH23001 | Solvent Naphta | Toluène 5/a | qualitatif | inconnu
| 8101661 | Solvent Naphta | Toluène 5/b | qualitatif | inconnu
| 8101701 | Solvent Naphta | Toluène 50/a | qualitatif | inconnu
64742-95-6 | 6733161 | Solvesso 100 | Xylène 10/a | qualitatif | inconnu
64742-94-5 | 6733161 | Solvesso 150 | Xylène 10/a | 50 - 500 ppm | 50 ppm
126-99-8 | 6718901 | ß-Chloroprène | Chloroprène 5/a | 5 - 90 ppm | 5 ppm
7803-52-3 | CH25001 | Stibine | Hydrogène arsénié 0,05/a | 0,05 - 3 ppm | 0,05 ppm
100-42-5 | CH28401 | Styrène | Polytest | qualitatif | 10 ppm
100-42-5 | 6723301 | Styrène | Styrène 10/a | 10 - 200 ppm | 10 ppm
100-42-5 | 6733141 | Styrène | Styrène 10/b | 10 - 250 ppm | 10 ppm
100-42-5 | CH27601 | Styrène | Styrène 50/a | 50 - 400 ppm | 50 ppm
| CH28401 | Substances oxydables | Polytest | qualitatif | inconnu
463-58-1 | 6733051 | Sulfure de carbonyle | Oxyde de carbone 2/a | qualitatif | 2 ppm
7786-81-4 | 6728781 | Sulfure de nickel (comme Ni) | Acide sulfurique 1/a | 3 - 5 mg/m3 | 3 mg/m3
7786-81-4 | 6728871 | Sulfure de nickel (comme Ni) | Nickel 0,25/a | 0,7 - 2,6 mg/m3 | 0,7 mg/m3
2699-79-8 | 8103471 | Sulfurylfluoride | Sulfurylfluoride 1/a | 1 - 5 ppm | 1 ppm
10028-22-5 | 6728871 | Sulphate de fer | Nickel 0,25/a | qualitatif | 1 mg
| CH25401 | Supercarburant | Hydrocarbures 2 | 3,3 - 27 mg/l | 3,3 mg/l
| 6730201 | Supercarburant | Hydrocarbures d'essence 100/a | 0,2 - 3,2 mg/l | 0,2 mg/l
75-64-9 | 8101711 | tert-Butylamine | Ammoniac 0,25/a | 0,5 - 7,5 ppm | 0,5 ppm
75-64-9 | CH31801 | tert-Butylamine | Hydrazine 0,25/a | qualitatif | inconnu
56-23-5 | 8101791 | Tétrachlorure de carbone | Tétrachlorure de carbone 0,2/b | 0,2 - 70 ppm | 0,2 ppm
56-23-5 | 8101021 | Tétrachlorure de carbone | Tétrachlorure de carbone 1/a | 1 - 15 ppm | 1 ppm
56-23-5 | CH27401 | Tétrachlorure de carbone | Tétrachlorure de carbone 5/c | 5 - 50 ppm | 5 ppm
109-99-9 | CH29701 | Tétrahydrofurane | Alcool 100/a | 50 - 400 ppm | 50 ppm
110-01-0 | 8101341 | Tétrahydrothiophène | Tétrahydrothiophène 1/b | 1 - 45 ppm | 1 ppm
| CH25803 | Thioéther | Thioéther | qualitatif | 1 mg/m3
89-83-8 | 6733161 | Thymol | Xylène 10/a | qualitatif | inconnu
108-88-3 | CH28401 | Toluène | Polytest | qualitatif | 10 ppm
108-88-3 | 8101731 | Toluène | Toluène 100/a | 100 - 1800 ppm | 100 ppm
108-88-3 | CH23001 | Toluène | Toluène 5/a | 50 - 400 ppm | 50 ppm
108-88-3 | 8101661 | Toluène | Toluène 5/b | 5 - 600 ppm | 5 ppm
108-88-3 | 8101701 | Toluène | Toluène 50/a | 50 - 8000 ppm | 50 ppm
584-84-9 | 6724501 | Toluène-2,4 diisocyanate | Toluylène di-isocyanate 0,02/a | 0,02 - 0,2 ppm | 0,02 ppm
91-08-7 | 6724501 | Toluène-2,6 diisocyanate | Toluylène di-isocyanate 0,02/a | 0,02 - 0,2 ppm | 0,02 ppm
10294-33-4 | CH29501 | Tribromure de bore | Acide chlorhydrique 1/a | 1 - 20 ppm | 1 ppm
10294-33-4 | 8103251 | Tribromure de bore | Acide fluorhydrique 0,5/a | 1 - 20 ppm | 1 ppm
102-82-9 | 6718401 | Tributylamine | Triéthylamine 5/a | 2,5 - 50 ppm | 2,5 ppm
71-55-6 | 8101671 | Trichloro-1,1,1 éthane | Bromure de méthyle 0,5/a | qualitatif | 5 ppm
71-55-6 | 8101721 | Trichloro-1,1,1 éthane | Chlorure de vinyle 0,5/b | qualitatif | 100 ppm
71-55-6 | 8101601 | Trichloro-1,1,1 éthane | Hydrocarbures halogénés 100/a | qualitatif | 100 ppm
71-55-6 | 8101551 | Trichloro-1,1,1 éthane | Perchloréthylène 0,1/a | qualitatif | 5 ppm
71-55-6 | 8101501 | Trichloro-1,1,1 éthane | Perchloréthylène 2/a | qualitatif | 2 ppm
71-55-6 | CH21101 | Trichloro-1,1,1 éthane | Trichloroéthane 50/d | 10 - 600 ppm | 10 ppm
79-00-5 | 8101671 | Trichloro-1,1,2 éthane | Bromure de méthyle 0,5/a | qualitatif | 50 ppm
79-00-5 | CH27301 | Trichloro-1,1,2 éthane | Bromure de méthyle 5/b | 10 - 200 ppm | 10 ppm
79-00-5 | 6724601 | Trichloro-1,1,2 éthane | Chlorure de méthylène 100/a | qualitatif | 10 ppm
79-00-5 | 8101721 | Trichloro-1,1,2 éthane | Chlorure de vinyle 0,5/b | qualitatif | 50 ppm
79-00-5 | 8101691 | Trichloro-1,1,2 éthane | Hydrocarbures d'essence 10/a | 10 - 50 ppm | 10 ppm
79-00-5 | 8101551 | Trichloro-1,1,2 éthane | Perchloréthylène 0,1/a | qualitatif | 50 ppm
79-00-5 | 8101501 | Trichloro-1,1,2 éthane | Perchloréthylène 2/a | qualitatif | 50 ppm
79-00-5 | 6728351 | Trichloro-1,1,2 éthane | Sulfure de carbone 5/a | qualitatif | 10 ppm
79-00-5 | CH21101 | Trichloro-1,1,2 éthane | Trichloroéthane 50/d | qualitatif | 500 ppm
120-82-1 | 8101721 | Trichloro-1,2,4 benzène | Chlorure de vinyle 0,5/b | qualitatif | 1 ppm
79-01-6 | 8101551 | Trichloroéthylène | Perchloréthylène 0,1/a | 0,1 - 4 ppm | 0,1 ppm
79-01-6 | CH28401 | Trichloroéthylène | Polytest | qualitatif | 50 ppm
79-01-6 | CH24401 | Trichloroéthylène | Trichloroéthylène 10/a | 50 - 2000 ppm | 50 ppm
79-01-6 | 6728541 | Trichloroéthylène | Trichloroéthylène 2/a | 2 - 250 ppm | 2 ppm
79-01-6 | 8101881 | Trichloroéthylène | Trichloroéthylène 50/a | 50 - 2000 ppm | 50 ppm
75-69-4 | 8101601 | Trichlorofluorométhane | Hydrocarbures halogénés 100/a | 100 - 1400 ppm | 100 ppm
7719-12-2 | 6728181 | Trichlorure de phosphore | Acide chlorhydrique 50/a | 12,5 - 125 ppm | 12,5 ppm
7719-12-2 | 6722101 | Trichlorure de phosphore | Acide acétique 5/a | 5 - 25 ppm | 5 ppm
7719-12-2 | CH29501 | Trichlorure de phosphore | Acide chlorhydrique 1/a | 5 - 25 ppm | 5 ppm
7719-12-2 | 6722701 | Trichlorure de phosphore | Acide formique 1/a | 5 - 25 ppm | 5 ppm
7719-12-2 | 6728031 | Trichlorure de phosphore | Chlorure de vinyle 1/a | 5 - 25 ppm | 5 ppm
96-18-4 | 8101721 | Tricloro-1,2,3 propane | Chlorure de vinyle 0,5/b | qualitatif | 100 ppm
96-18-4 | 8101691 | Tricloro-1,2,3 propane | Hydrocarbures d'essence 10/a | qualitatif | 100 ppm
96-18-4 | 8101551 | Tricloro-1,2,3 propane | Perchloréthylène 0,1/a | qualitatif | 10 ppm
96-18-4 | 8101501 | Tricloro-1,2,3 propane | Perchloréthylène 2/a | 2 - 100 ppm | 2 ppm
121-44-8 | 8101711 | Triéthylamine | Ammoniac 0,25/a | 0,25 - 3 ppm | 0,25 ppm
121-44-8 | 6718401 | Triéthylamine | Triéthylamine 5/a | 5 - 60 ppm | 5 ppm
112-24-3 | 8101711 | Triéthylène tetramine | Ammoniac 0,25/a | qualitatif | inconnu
112-24-3 | CH31801 | Triéthylène tetramine | Hydrazine 0,25/a | qualitatif | inconnu
75-63-8 | 8101601 | Trifluorobromométhane | Hydrocarbures halogénés 100/a | qualitatif | 200 ppm
7637-07-2 | CH29501 | Trifluorure de bore | Acide chlorhydrique 1/a | qualitatif | 10 ppm
7637-07-2 | 8103251 | Trifluorure de bore | Acide fluorhydrique 0,5/a | 1,5 - 5 ppm | 1,5 ppm
526-73-8 | 8101661 | Triméthyl-1,2,3 benzène | Toluène 5/b | 10 - 100 ppm | 10 ppm
95-63-6 | 8101661 | Triméthyl-1,2,4 benzène | Toluène 5/b | 10 - 100 ppm | 10 ppm
108-67-8 | CH23001 | Triméthyl-1,3,5 benzène | Toluène 5/a | qualitatif | 25 ppm
108-67-8 | 8101661 | Triméthyl-1,3,5 benzène | Toluène 5/b | 10 - 100 ppm | 10 ppm
108-67-8 | 8101701 | Triméthyl-1,3,5 benzène | Toluène 50/a | qualitatif | 25 ppm
107-39-1 | 6718901 | Triméthyl-2,4,4 pentène-1 | Chloroprène 5/a | 2,5 - 100 ppm | 2,5 ppm
75-50-3 | 8101711 | Triméthylamine | Ammoniac 0,25/a | 0,25 - 3 ppm | 0,25 ppm
75-50-3 | 6718401 | Triméthylamine | Triéthylamine 5/a | 5 - 60 ppm | 5 ppm
| CH23001 | UKV 1 | Toluène 5/a | 50 - 200 ppm | 50 ppm
| 8101701 | UKV 1 | Toluène 50/a | 50 - 200 ppm | 50 ppm
| 6726801 | UKV 2 | Acétate d'éthylglycol 50/a | 50 - 200 ppm | 50 ppm
1120-21-4 | 8101691 | Undécane | Hydrocarbures d'essence 10/a | 10 - 200 ppm | 10 ppm
1120-21-4 | 6730201 | Undécane | Hydrocarbures d'essence 100/a | qualitatif | inconnu
1120-21-4 | CH28401 | Undécane | Polytest | qualitatif | inconnu
7732-18-5 | CH23401 | Vapeur d'eau | Vapeur d'eau 0,1 | 1 - 40 mg/l | 1 mg/l
7732-18-5 | 8101321 | Vapeur d'eau | Vapeur d'eau 0,1/a | 0,1 - 1 mg/l | 0,1 mg/l
7732-18-5 | 8101781 | Vapeur d'eau | Vapeur d'eau 0,1/b | 1 - 40mg/l | 1 mg/l
7732-18-5 | 8101081 | Vapeur d'eau | Vapeur d'eau 1/a | 0,5 - 18 mg/l | 0,5 mg/l
7439-97-6 | CH23101 | Vapeurs de mercure | Vapeurs de mercure 0,1/b | 0,02 - 2 mg/m3 | 0,02 mg/m3
| CH29401 | Vapeurs nitreuses | Vapeurs nitreuses 0,5/a | 0,025 - 10 ppm | 0,025 ppm
| CH27701 | Vapeurs nitreuses | Vapeurs nitreuses 100/c | 100 - 5000 ppm | 100 ppm
| CH31001 | Vapeurs nitreuses | Vapeurs nitreuses 2/a | 2 - 150 ppm | 2 ppm
| 6724001 | Vapeurs nitreuses | Vapeurs nitreuses 20/a | 20 - 500 ppm | 20 ppm
| 8101921 | Vapeurs nitreuses | Vapeurs nitreuses 50/a | 10 - 2000 ppm | 10 ppm
| 8101770 | Vapeurs organiques | Test simultané III | qualitatif | zie GA
| 8101691 | Varsol 40 | Hydrocarbures d'essence 10/a | 15 - 350 ppm | 15 ppm
109-92-2 | 8101631 | Vinyl éthyl éther | Alcool 25/a | 20 - 300 ppm | 20 ppm
2768-02-7 | 6730501 | Vinyltriméthoxysilane | Diéthyléther 100/a | 100 - 1000 ppm | 100 ppm
8052-41-3 | 8101691 | White spirit | Hydrocarbures d'essence 10/a | qualitatif | inconnu
8052-41-3 | 6730201 | White spirit | Hydrocarbures d'essence 100/a | qualitatif | inconnu
1330-20-7 | CH28401 | Xylènes | Polytest | qualitatif | 10 ppm
2699-79-8 | 8103361 | Sulfurylfluoride | Sulfurylfluoride test (Vikaan) | 15 ppm | 5 ppm
1330-20-7 | 8101731 | Xylènes | Toluène 100/a | 100 - 1800 ppm | 100 ppm
1330-20-7 | 8101661 | Xylènes | Toluène 5/b | 5 - 300 ppm | 5 ppm
1330-20-7 | 6733161 | Xylènes | Xylène 10/a | 10 - 1000 ppm | 10 ppm
Note on G2: lat: Short-term tube: Vinylchloride 0.5/b Number of strokes: n = 1 Evaluation: Reading on the n = 1 scale ----------------------------------- = ppm 10 Indication coloure: pale purple
Note on G3: lat: For qualitative detection. NOTE: Do not use in explosion hazardous areas. Tube heats up during measurement Medium Range Strokes air qualitative 3
Note on G4: lat: Number of Strokes (n): 9 Concentration of Reading on tube 1,1,2,2-Tetrachloroethane (n = 9 scale) ----------------------------------- ------------------------------- 1 ppm approx. 0.05 to 0.1 ppm 10 ppm approx. 0.2 to 0.4 ppm
Note on G5: lat: 1,1,2-Trichloro-1,2,2-trifluoroethane = R 113 F 113 Frigene 113 Freon 113 Arklone The tube is provided with a millimeter scale. Evaluation is performed with the help of the enclosed calibration data sheet.
Note on G6: lat: Number of Strokes (n): 5 Using 5 strokes, 1,1,3-Trichloropropene is indicated with the same sensitivity on the n = 5 scale.
Note on G7: lat: Range of measurement: 0.25 to 3 ppm strokes: 5 relative standard deviation: +/- 30 % concentration of 1,2 dibrompropan reading on the n=1 scale 0.25 ppm 1 ppm 0.6 ppm 2 ppm 1.25 ppm 3 ppm 2 ppm 4 ppm 3 ppm 5 ppm
Note on G8: lat: 10 ppm 1,2 dibromopropane gives a very very pale indication of approx. 4 ppm or greater 4 ppm on the n=3 scale For better evaluation, please compare with an unused tube. Tests were done with one batch at approx. 20°C and 50 % r.H.
Note on G9: lat: For the range 0.2 to 4,0 ppm 1,2 dibromopropane Tube: Perchloroethylene 2/a Stroke: 10 Evaluation: reading on the n=5 scale x 0.1 = ppm 1,2 dibromopropane Relative Standard Deviation: +/- 30% For the range 1 to 10 ppm 1,2 dibromopropane Tube: Perchloroethylene 2/a Stroke: 5 Evaluation: reading on the n=5 scale x 0.25 = ppm 1,2 dibromopropane (only valid for the range 5 to 40 ppm on the n=5 scale) Relative Standard Deviation: +/- 30%
Note on G10: lat: for estimated detection of 1,3 butadien the tube Dimethyl Sulphide 1/a can be used: concentration of 1,3 butadiene reading on the tube Dimethyl Sulphide 1/a (n=40) 0.1 ppm no reading 0.2 ppm reading too pale for evaluation 0.3 ppm 1.4 to 2 ppm 0.5 ppm 4 to 6 ppm 0.7 ppm 10 to 15 ppm Tests were done with different batches at approx. 20°C / 50 % relative humidity
Note on G11: lat: trokes: 5 concentration of 1.3 dichlorpropen reading on the tube (n=5 scale) 1 ppm 0.5 to 1 ppm 2 ppm 1.5 to 2 ppm strokes: 10 concentration of 1.3 dichlorpropen reading on the tube (n=5 scale) 1 ppm 1 to 1.5 ppm 2 ppm 3 to 3.5 ppm Tests were done with a mixture of isomers (cis and trans).
Note on G12: lat: the Dimethyl Sulphide 1/a tube is suitable to measure 1 ppm 1,3-dichloro propene. 1 ppm 1,3-dichloro propene give an indication of approx. 1 to 1.2 ppm on the DMS 1/a tube. The measurements were done with batch MC-0141 and NM-0161. The number of strokes was 20
Note on G13: lat: Perchloroethylene 2/a Strokes: 1 Evaluation on the n=1 scale concentration of 1,3 dichloropropen reading on the n=1 scale 100 ppm 50 - 60 ppm 200 ppm 100 ppm 300 ppm 160 - 180 ppm 500 ppm 180 - 250 ppm Test were done at approx. 22°C / 50 % r.H with batches ARPH-0272 / ARPN-0282
Note on G14: lat: Trichloroethylene 2/a Strokes: :2 Evaluation :reading (on the n=3 scale) x 1.7 = ppm 1,3 Dichloropropene (cis and tans) range of measurement :35 to 425 ppm Relative standard deviation : +/- 30 % Test were done at approx. 22°C / 50 % r.H with batches ARNK-0242 / ARRF-0261
Note on G15: lat: Number of strokes: n=10 Evaluation: Indication on Concentration Ethylglykolacetate 50/a 1,3-Dioxolane ------------------------------- -------------------- 50 ppm 10 ppm 100 ppm 20 ppm 200 ppm 30 ppm 300 ppm 40 ppm 400 ppm 50 ppm
Note on G16: lat: Number of strokes: n=20 Evaluation: Indication on Concentration the tube 1-Butanol ------------------ ------------------- 50 ppm 30 ppm 100 ppm 50 ppm
Note on G17: lat: For qualitative detection. Detection limit approximately 100 ppm. n = 10
Note on G18: lat: For measurement of Methanol, Ethanol, Isopropanol, n-Butanol There are two scales on the tube, one for methanol, one for isopropanol. The instructions for use includes two tables for evaluation of the ethanol and n-butanol measurement.
Note on G19: lat: Measuring range: 0.04 to 2.4 Vol.% (1 to 55 mg/l) LEL: 1.6 Vol.%
Note on G20: lat: Range of measurement: 2 to 40 ppm strokes 10 evaluation* reading (on the n=5 scale) = ppm 1-chloropropane relative standard deviation +/- 30 % Range of measurement: 4 to 80 ppm strokes 5 evaluation* reading (on the n=5 scale) x 2 = ppm 1-chloropropane relative standard deviation +/- 30 % *dependent on the batch and concentration of 1-chloropopane the color of the indication is a little bit reddish at the beginning.
Note on G21: lat: 1-Methoxy-2-propanol is indicated at the same sensitivity within the range of 50 to 200 ppm. NOTE: The indication must immediately be evaluated.
Note on G22: lat: 1-Methoxypropylacetat is indicated at the approximately the same sensitivity wihtin the range of 50 to 200 ppm. NOTE: Indication must immediately be evaluated.
Note on G23: lat: Only for qualitative detection: 50 ppm (MAK 2004) and 100 ppm PGMEA give the same reading: approx. 10 ppm at the methanol scale (n=20) --> The PID can be used for measurement of PGMEA (RF: 1,2)
Note on G24: lat: 10 ppm 2,2 dichlorethyl ether give a reading of approx. 50 ppm on the i-propanol scale (n=10)
Note on G25: lat: For qualitative detection. Detection limit approx. 1 mg/m³
Note on G26: lat: Qualitative detection. n = 5 10 ppm 2,5-Dimethylphenol are already indicated, however, indication is below the first scale part.
Note on G27: lat: Number of Strokes (n): 20 Qualitativ detection 2.5 ppm of 2-Allyphenol will give on the tube Phenol 1/b an indication of approximately 1 to 2 ppm.
Note on G28: lat: For qualitative detection, n = 10
Note on G29: lat: Number of strokes: 20 Evaluation: concentration of 2-butanol reading on the methanol scale ---------------------------------- ---------------------------------------- 100 ppm 50 ppm 500 ppm 200 ppm 1000 ppm 750 ppm 2000 ppm 3000 ppm
Note on G30: lat: Number of Strokes (n): 10 In the range of 5 to 50 ppm 2-Chlorotoluene is indicated with the same sensitivity.
Note on G31: lat: 20 ppm 2-chloroanilin give (dependent on the batch) a reading of 5 - 10 ppm on the tube Aniline 0,5/a at 20 strokes. Requested for 0.1 ppm 2-chloroanilin: It is not possible to detect 0.1 ppm 2-chloroanilin. We know that the detection limit of aniline (the first visible indication) is 0.1 ppm at the tube Aniline 0.1/a at 20 strokes. 2-chloroanilin is indicated with 1/2 or 1/4 of the sensitivity of anilin (dependent on the batch - see measurement of 20 ppm). The tube Aniline 0.5/a can be used in a range of humidity from 7 - 12 mg H2O/L and has no pre layer to trap humidity. So it is not possible to extend the range of measurement by using more strokes
Note on G32: lat: Ethylenglykolmonoisopropylether is indicated at the same sensitivity within the range of 50 to 200 ppm.
Note on G33: lat: For qualitative detection. Quantitative measurement within the TLV range is only possible by sampling with an activated carbon tube and subsequent analysis.
Note on G34: lat: For qualitative detection of 2-Methoxy-1-propylacetat. Calibration data are not yet available, however, an be drawn up upon request. A customer sample may be necessary. 1-Methoxy-2-propylacetat is indicated at approximately the same sensitivity by the detection tube ethylglykolacetat 50/a within the range of 50 t o 200 ppm.
Note on G35: lat: Number of strokes: n=10 Evaluation: Indication: 10 = ppm 2-Methylbutane (applies to a scale range of 100 to 500) 2-Methylbutane = Isopentane
Note on G36: lat: concentration of the tests gas reading on the tube (n=1) reading on the tube (n=5) 3 ppm THT + 4 ppm tert butylmercaptan no reading 1.5 to 2,0 ppm 4 ppm tert-butylmercaptan no reading 1.5 to 2.0 ppm 3 ppm THT + 3 ppm tert butylmercaptan no reading 1.0 to 1.5 ppm 3 ppm THT + 2 ppm tert butylmercaptan no reading 0.5 ppm 8 ppm Scentinel TB (70 % THT + 30 % TBM) = 5,6 ppm THT + 2,4 ppm TBM no reading 1.5 to 2.0 ppm 6 ppm Scentinel TB (70 % THT + 30 % TBM) = 4,2 ppm THT + 1,8 ppm TBM no reading 1.0 to 1.5 ppm 4 ppm Scentinel TB (70 % THT + 30 % TBM) = 2.8 ppm THT + 1,2ppm TBM no reading 0.5 to 1.0 ppm
Note on G37: lat: Medium Range Strokes air 1 to 10 mg/m³ 5 air 3 to 15 mg/m³ 3
Note on G38: lat: concentration of the tests gas reading on the THT 1/b tube (n=20) 3 ppm THT 3 ppm 3 ppm THT + 4 ppm tert butylmercaptan 3.5 to 5 ppm (reading diffuse) 4 ppm tert-butylmercaptan the whole indicating layer decolorize a little bit 3 ppm THT + 3 ppm tert butylmercaptan 3.5 to 4 ppm (reading a little bit diffuse) 3 ppm THT + 2 ppm tert butylmercaptan 3.0 to 3.5 ppm (reading a little bit diffuse) 8 ppm Scentinel TB (70 % THT + 30 % TBM) = 5,6 ppm THT + 2,4 ppm TBM 5 to 5,5 ppm 6 ppm Scentinel TB (70 % THT + 30 % TBM) = 4,2 ppm THT + 1,8 ppm TBM 4 ppm
Note on G39: lat: concentration of 2-propyn-1-ol reading on the tube (n=20) notice 100 ppm approx. 50 ppm green indication 10 ppm approx. 2 mm pale green indication 2 ppm approx. 1- 2 mm (at n=40) pale green indication
Note on G40: lat: concentration of 2-propyn-1-ol reading on the tube (n=20) notice 100 ppm approx. 350 to 400 ppm green indication 10 ppm approx. 2 mm pale green indication 2 ppm approx. 1- 2 mm (at n=40) pale green indication
Note on G41: lat: concentration of 2-propyn-1-ol reading on the tube (n=10) notice 100 ppm approx. 80 ppm green indication, diffuse 10 ppm no indication (n=10) approx. 50 ppm (n=20) pale green indication, diffuse 2 ppm no indication (n=10) no indication (n=20)
Note on G42: lat: concentration of 2-propyn-1-ol reading on the tube (n=30) notice 100 ppm approx. 80 to 90 ppm pale green indication 10 ppm approx. 3 mm very pale green indication 2 ppm no reading (at n=60)
Note on G43: lat: Number of Strokes (n): 10 In the range of 5 to 50 ppm 3-Chlorotoluene is indicated with the same sensitivity.
Note on G44: lat: Number of Strokes (n): 10 In the range of 5 to 50 ppm 4-Chlorotoluene is indicated with the same sensitivity.
Note on G45: lat: Number of Strokes (n): 20 Concentration of Reading on 4-Vinyl cyclohexene tube --------------------------- ----------------- 0,5 ppm 1 to 2 ppm 1 ppm 2,5 ppm 3 ppm 4 ppm 5 ppm 5 ppm 20 ppm 7 ppm 50 ppm 10 ppm measured with 4-Vinyl cylohexene, stabilised with 200 ppm 2,4-Di-tert-buthyl-4-methylphenol (Merck)
Note on G46: lat: Number of Strokes (n): 20 Qualitative detection Detection limit appox. 5 ppm
Note on G48: lat: Strokes: 10 Concentration of Reading on Alcohol 25/a Tube acetaldehyde (iso - Propanol Scale) ----------------------- -------------------------------------------- 10 ppm 500 ppm 25 ppm 1000 ppm 75 ppm 1700 ppm 50 ppm 2500 ppm The Alcohol 25/a is not suitable for measurements of low concentrations acetaldehyde. The indacations are very pale and short. Alcohol 25/a concentration of acetaldehyd strokes reading on the tube (i-propanol- scale) 1 ppm 10 1 mm very very pale 20 3 mm approx. 50 ppm 30 3 mm approx. 50 ppm 0,5 ppm 30 color change is too pale for evaluation
Note on G49: lat: For qualitative detection Detection limit approx. 20 ppm Quantitative measurement within the TLV value are possible by sampling with Aldehyde Sampling Set.
Note on G50: lat: strokes: 10 standard deviation: +/- 30 % concentration of 2-Butoxyethyl acetate reading on the i-propanol scale 20 ppm 50 ppm 100 ppm 200 ppm 250 ppm 700 ppm
Note on G51: lat: Butylacetate is indicated at approximately the same sensitivity up to 1000 ppm. 3000 ppm Butylacetate give an indciation of 2000 ppm. Measurement error: ± 30%
Note on G52: lat: concentration n-Butylacetate reading on Alcohol 25/a 5 ppm < 1 mm 10 ppm approx. 1 mm corresponds to approx. 6 ppm 20 ppm approx. 1 - 2 mm corresponds to approx. 6 - 12 ppm 50 ppm approx. 2 mm corresponds to approx. 12 ppm
Note on G53: Luc: Number of strokes: n = 20 Evaluation: Concentration Indication on 2-Buthylacetate Acetaldehyde 100/a tube --------------------- --------------------------------- 100 ppm 80 ppm 200 ppm 120 ppm 400 ppm 200 ppm 1000 ppm 500 ppm
Note on G54: Luc: Number of strokes: n = 20 Evaluation: Concentration Indication on tert-Butylacetate Acetaldehyde 100/a ---------------------- --------------------------- 50 ppm 100 ppm 100 ppm 300 ppm 200 ppm 600 ppm 300 ppm 800 ppm
Note on G55: lat: Methylacetate is indicated at the same sensitivity.
Note on G56: lat: Within the range from 200 to 1000 ppm Pentylacetate is indicated at approximately the same sensitivity. 3000 ppm Pentylacetate give an indication of 2000 ppm. Measurements within the TLV range are only possible by sampling using the activated carbon tube. Pentylacetate = Amylacetate = Acetic acid amylester = Acetic acid pentylester
Note on G57: Luc: n-Propylacetate is indicated at the same sensitivity.
Note on G58: lat: Concentration Vinyl acetate Reading on the Alcohol 25/a tube 5 ppm 15 to 25 ppm 10 ppm 25 to 50 ppm 20 ppm approx. 50 ppm
Note on G59: lat: For qualitative detection Yellow indication colour Detection limit: approx. 2 ppm
Note on G60: lat: Ethylglykolacetat = 2-Ethoxyethylacetat = Ethylenglykolmonoethyletheracetat Concentrationen within the MAK range are only detectable by sampling with an activated carbon tube.
Note on G61: lat: range of measurement number of strokes (n) evaluation rel. standard deviation 200 to 3000 ppm 20 reading = ppm +/- 15 to 20 % 600 to 9000 ppm 10 reading x 3 = ppm +/- 30 % For estimated measurement following table can be used number of strokes: 5 Concentration of ethyl acetate reading on the tube Ethyl Acetate 200/a 5000 ppm 500 ppm 10000 ppm 1000 ppm 15000 ppm 1500 ppm At measurement with only 1 stroke the readings dependent on the batch number, so it is not possilbe to offer a measurement instruction for n=1. For measurement in the range of LEL Portable Instruments must be used Measurement of lower concentrations: concentration of ethylacetate reading on the tube at n=40 50 ppm 150 to 200 ppm* 100 ppm 300 to 400 ppm * * approx. the first 5 mm has again the color of the unused indicating layer. For the evaluation the end of the brown discoloration at be evaluated. Tests were done with different batches at 20°C and 50 % relative humidity.
Note on G62: lat: Acetic acid-3-methylbutylester is indicated at approximately the same sensitivity in the range of 200 to 1000 ppm. Acetic acid-3-methylbutylester = Isopentylacetate Isoamylacetate
Note on G63: lat: Number of strokes: n = 20 Evaluation: Concentration Indication on iso-Butylacetat Acetaldehyd 100/a tube --------------------- -------------------------------- 100 ppm 100 ppm 200 ppm 150 ppm 500 ppm 300 ppm 700 ppm 400 ppm 1000 ppm 600 ppm
Note on G64: lat: iso-Propylacetate is indicated at the same sensitivity
Note on G67: lat: Concentration No. of Length and colour of Acetone strokes indciation -------------------- ---------- -------------------------------------- 2000 ppm 5 1-3 mm brownish-green 5000 ppm 5 about 10 mm brownish-green above liquid 5 brownish discoloured
Note on G68: lat: Determine number of strokes for complete, uniform discolouration of the indicating layer. Acetylene Number of strokes Vol. % (approx.) ------------- ----------------------------------- 9 0.05 8 0.06 Note: 7 0.07 Colour does not correspond to 6 0.09 the colour comparison layer. 5 0.13 4 0.18 (Table is not included in the 3 0.22 instructions for use) 2 0.30
Note on G69: lat: Number of strokes: n = 5 Evaluation: scale value = ppm Acetylene The measurement instruction is valid for a measurement range of 25 to 300 ppm
Note on G70: lat: Number of strokes: n=5 Evaluation: scale value = ppm Acetylene
Note on G71: lat: Concentration No. of Lenght and colour of Acetylene strokes indciation ----------------------------- ----------- -------------------------------------- 10 ppm 5 1-3 mm brownish-green 200 ppm 5 about 10 mm brownish-green high conc. (above 1%) 5 brownish discoloured
Note on G72: lat: Extension of measuring range at n = 1 Acetic acid Conc. Indication ----------------------- ------------- 50 ppm 15 100 ppm 25 200 ppm 40 270 ppm 50 330 ppm 60
Note on G73: lat: Acetic acid is indicated at the same sensitivity.
Note on G74: lat: Number of strokes: n=20 Evaluation with table (not included in the instructions for use) Acrylic acid Indication on the tube concentration formic acid 1/a ------------------- ----------------------------- 1 ppm 2 ppm 3 ppm 3 ppm 6 ppm 4 ppm 10 ppm 5 ppm
Note on G75: Luc: Suitable for estimating measurement, n = 10. Hydrogen bromide is indicated at approximately to a third of sensitivity, e.g.: 5 ppm HBr give indications between 2 and 5 ppm 10 ppm HBr give indications between 3 and 10 ppm
Note on G76: lat: The HCl 50/a is suitable to measure HBr in a range of 50 to 2000 ppm. Lower concentrations are not possible with this tube. Here are the data about the HCl 50/a: Range: 50 to 500 ppm 100 to 1000 ppm Numer of strokes: 10 5 Evaluation: reading = ppm HBr reading x 2 = ppm HBr rel Standarddeviation ± 25 % ± 25 % 2000 ppm HBr give only a reading of 1500 ppm (at 1 stroke) These data are valid for dry gas, only. If humidity is present, then we have two problems. we know that in presence of humidity are HBr gas and HBr aerosols available. The HCl 50/a is not suitable to detect aerosols. we have had a problem of the gas generation in presence of humidity. All glass parts have had a layer of HBr mist. We found at 10 mg/L H2O results with a minus error of up to 80 %. We don't know which of the two problems (our both) are responsible for the error. We assume that the gas generation is the main problem.
Note on G78: Luc: The scale on the tube applies to n=10 strokes. Only gases will be detected. Measuring No. of Evaluation Standard range strokes deviation ------------------ ----------------- ---------------------------- ------------- 0.1 - 1 ppm n=100 *) indication : 10 = ppm 50% 0.5 - 5 ppm n=20 indication : 2 = ppm 10-15% 1.0 - 10 ppm n=10 indication = ppm 10-15% 2.5 - 25 ppm n=4 +5 Des. indication x 2.5 = ppm 10-15% strokes 10 - 100 ppm n=1 +5 Des. indication x 10 = ppm 35% strokes *) For measurements with 100 strokes interferences caused by air humidity may occur. The white pre-layer must not entirely be moistened.
Note on G80: Luc: The scale on the tube applies to n=5 strokes. Measuring No. of Evaluation Standard range strokes deviation ------------------ ---------- ------------------------------- ---------------- 1 - 15 ppm n=10 indication x 0.5 = ppm ± 15 % 2 - 30 ppm n=5 indication = ppm ± 10 - 15% 5 - 75 ppm n=2 indication x 2.5 = ppm ± 10 - 15% 10 - 150 ppm n=1 indication x 5 = ppm ± 10 - 15% 0.5 - 7.5 ppm n=20 indication x 0.25 = ppm ± 30 % 0.25-3.75 ppm n=40 indication x 0.125=ppm ± 30 %
Note on G82: Luc: Number of Evaluation Measuring range strokes -------------- --------------------------- ----------------------- n=20 Indication = ppm 1.5 to 15 ppm n=5 Indication x 4 = ppm 6 to 60 ppm
Note on G83: lat: Formic acid is indicated at the same sensitivity.
Note on G85: lat: Hydrazoic acid is indicated at approximately the same sensitivity. Measurements within the TLV range are impossible.
Note on G86: lat: Methacrylic acid is indicated at approximately the same sensitivity.
Note on G88: Luc: For qualitative detection. Detection limit: approx. 5 ppm Peracetic acid = Peroxyacetic acid
Note on G89: Luc: Propionic acid is indicated at approximately the same sensitivity.
Note on G91: lat: Number of Strokes (n): 2 Concentration of Reading on tube Thioacetic acid ---------------------- ---------------------- 10 ppm 0.2 ppm 20 ppm 0.5 ppm 40 ppm 1.0 ppm 70 ppm 2.0 ppm 100 ppm 3.0 ppm
Note on G92: Luc: For qualitative detection of gaseous, acetic reacting compounds such as: Hydrochloric acid, Nitric acid, Acetic acid, Formic acid For quantitative determination please look for the requested acid.
Note on G93: lat: Strokes: 100 an activation tube infront of the HCHO 0,2/a tube concentration of acrolein reading a the n=20 scale 0,1 ppm 0,2 - 0,4 ppm 0,5 ppm 0,35 - 0,5 ppm Tests were done with different batches at approx. 20°C and 50 % relative humidity
Note on G94: lat: Number of strokes: n=40 Evaluation: Concentration Indication on the Acroleine tube scale ------------------- --------------------------------- < 0.1 ppm no indication TLV 0.1 ppm 1 to 3 mm discolouration 0.5 ppm 1 ppm 3 ppm 3 ppm 10 ppm 5 ppm
Note on G96: lat: For qualitative detection, n = 20. 50 ppm butylacrylate gives an indication of approx. 5 ppm.
Note on G97: lat: Number of strokes: n = 20 Detection limit: approx. 5 ppm
Note on G98: lat: Number of strokes: n = 20 Evaluation: concentration indication on the ethylacrylate tube scale ------------------- ----------------------- 5 ppm 5 ppm 30 ppm 10 ppm 80 ppm 20 ppm 170 ppm 50 ppm 300 ppm 100 ppm
Note on G99: lat: Number of Strokes (n): 20 Concentration of Reading on Tube Isobutyl acrylate ---------------------- -------------------------- 50 ppm 5 ppm 200 ppm 10 ppm 500 ppm 50 ppm
Note on G100: lat: Number of strokes: n= 10 Evaluation with table: (not included in the instructions for use) Acrylnitril- Indication concentration Ethylacetate 200/a ------------------- -------------------------- 25 ppm approx. 200 ppm 50 ppm approx. 400 ppm 100 ppm approx. 800 ppm 150 ppm approx.1200 ppm 200 ppm approx.1600 ppm 250 ppm approx.2000 ppm
Note on G103: lat: Natrium chromate can be quantitatively determined (look under natrium chromate). Potassium chromate can be qualitatively proved.
Note on G106: lat: Number of strokes: n=20 Evaluation (valid for a scale of 1 to 5 or 100 to 500): a) for scale 1 to 30 numerical value x 30 = ppm b) for scale 100 to 3000 numerical value x 0.3 = ppm Measurements in the TLV range are only possible by sampling with acitvated charcoal tubes.
Note on G107: lat: For qualitative detection, detection limit unknown, n = 5
Note on G108: lat: Number of strokes: n=10 Measurement: qualitative Detection limit at approx. 50 ppm.
Note on G109: lat: strokes: 40 qualitative detection, detection limit approx. 5 ppm color change: orange ---> pale green brown
Note on G110: lat: n=10 Indication (n=10 Scale) = ppm 0.5 to 5 ppm n=20 Indication (n=20 Scale) = ppm 0.2 to 2,5 ppm n= 3 Indication (n=20 Scale) x 10 = ppm 2.0 to 25 ppm relative standard deviation ±40% Measurements with more than 20 strokes only in conjunction with the activation tube for formaldehyde 0.2/a (81 01141) as pretube. n=40 Indication (n=20 Scale) : 2 = ppm 0.1 to 1.25 ppm n=80 Indication (n=20 Scale) : 4 = ppm 0.05 to 0.6 ppm n=100 Indication (n=20 Scale) : 5 = ppm 0.04 to 0.5 ppm Reference to Indoor-Measurement: Formaldehyde may be contained in adhesive and insulting materials, disinfectants. (origin: chipboard)
Note on G112: Luc: concentration of propionaldehyde reading on the tube (at 20 strokes) 25 ppm < 100 ppm ( approx. 70 ppm) 100 ppm 100 ppm 500 ppm 600 ppm 3000 ppm > 1000 ppm Tests were done at approx. 20 °C and 50 % relative humidity
Note on G113: Luc: For qualitative detection, n = 20. Detection limit is unknown.
Note on G114: Luc: concentration of propionaldehyde reading on the n=20 scale (at 20 strokes) 25 ppm 0,9 - 1 ppm 100 ppm 1,5 ppm 500 ppm 2 ppm Tests were done at approx. 20 °C and 50 % relative humidity
Note on G115: lat: Strokes: n = 10 Allylamin = 3-Aminopropen concentration of allylamin reading --------------------------------- ---------- 10 ppm 5 ppm 15 ppm 10 ppm 30 ppm 20 ppm 45 ppm 30 ppm 60 ppm 40 ppm 75 ppm 50 ppm 90 ppm 60 ppm 105 ppm 70 ppm
Note on G116: lat: Number of strokes: n=10 Evaluation: Indication Concentration Styrene 10/b iso-Propenylbenzene ----------------- ----------------------------- 10 ppm 20 ppm 15 ppm 50 ppm Concentrations above 50 ppm do not give clearly longer indications, e.g. 200 ppm give an indication between 20 and 30 ppm. iso-Propenylbenzene = alpha-Methylstyrene
Note on G117: lat: For qualitative detection of amines. The scale on the tube applies to ammonia. Amines are also indicated, however, at different sensitivities. For some amines calibration data are available. (Please ask for the requested amine.)
Note on G118: lat: For qualitative detection of amines. The scale on the tube applies to hydrazine. Amines are also indicated, however, with different sensitivities.
Note on G119: lat: For qualitative detection of ammonia, hydrazine and a multitude of amines.
Note on G120: lat: For qualitative detection of amines. The scale on the tube is valid for triethylamine. Other amines are also indicated, however, at different sensisitivities. Calibration data are avilable for some amines. (Please look for the required amine)
Note on G121: lat: 1-Aminopropane and 2-Aminopropane are indicated at approximately the same sensitivity as Cyclohexylamine. 1-Aminopropane = Propylamine 2-Aminopropane = Isopropylamine
Note on G122: lat: 1-Aminopropane and 2-Aminopropane are indicated at the same sensitivity as Triethylamine. 1-Aminopropane = Propylamine 2-Aminopropane = Isopropylamine
Note on G125: lat: The scale on the tube applies to n=5 strokes. A measuring range extenstion is possible: Measuring Number of Evaluation range strokes ------------------- -------------- --------------------------- 1 to 15 ppm n=10 indication : 2 = ppm 10 to 150 ppm n=1 indication x 5 = ppm
Note on G126: lat: The number of strokes can arbitrarily be varied between n=1 and n=50. The scale on the tube applies to n=10 strokes. No. of Evaluation rel. Standard Measuring strokes deviation range -------------------------------------------------------------------------------- n=50 indication: 5 = ppm 30% 1 to 14 ppm n=10 indication = ppm 10-15 % 5 to 70 ppm n=1 indication:x 10 = ppm 10-15 % 50 to 700 ppm
Note on G127: lat: Measuring range No. of Evaluation strokes ---------------------- ----------- -------------------------- 5 - 100 ppm 1 indication = ppm 2.5 - 50 ppm 2 indication : 2 = ppm
Note on G128: lat: Qualitative detection Number of strokes: n=10 Detection limit: 2-3 ppm
Note on G136: lat: Measuring Range : 0.05 to 0.25 mg/m³ Discoloration comparted to color standard Number of Strokes (n) : 80 Time for Measurement : app. 16 min Standard Deviation : +/- 50% Color Change : white ---> violet Evaluation : reading devided by 2 For higher range following measurement extension can be done 1 mg / m3 with n=20 strokes (the color is the same like 0,5/m3) 2 mg / m3 with n=10 strokes (the color is the same like 0,5/m3)
Note on G137: Luc: Reference to Indoor-Measurement: Sulphur dioxide is produced by the combustion of substances containing sulphur (fossil fuels).
Note on G138: Luc: Hydrogen sulphide is also indicated. In the presence of hydrogen sulphide the tube sulphur dioxide 1/a may be used (order no. CH31701). Hydrogen sulphide in concentrations around the TLV value is retained in a pre-layer.
Note on G139: Luc: Concentrations of hydrogen sulphuric at or around the MAK value (maximum workplace concentration) do not cause any interference.
Note on G140: Luc: The scale on the tubes is applies to n=10 strokes. Measuring range Strokes Evaluation Standard deviation ----------------------- -------------- --------------------------- -------------- 10 to 100 ppm n=20 Indication : 2 =ppm ± 20 % 20 to 200 ppm n=10 Indication =ppm 10 - 15 % 200 to 2000 ppm n=1+3 Des. Indication x 10=ppm 10 - 15 % strokes
Note on G142: Luc: Sulphuric trioxide cannot be measured using a detection tube. Nevertheless, in the presence of moisture in air sulphuric acid is produced from SO3 and this acid can be measured using the sulphuric acid Dräger tube 1/a. SO2 + H2O -> H2SO4
Note on G143: lat: Note: High aniline concentrations are not indicated. The tube is only suitable for a measurement of atmosphere at workplaces.
Note on G145: lat: Number of Strokes (n): 20 Concentration of Reading on Alcohol 25/a Tube alpha-Pinene (Methanol Scale) -------------------- ------------------------------------------ 10 ppm 20 ppm 50 ppm 750 ppm 100 ppm 1500 ppm 200 ppm 3000 ppm
Note on G146: lat: Aromatic substances is a collective term for a multitude of organic compounds. For example: benzene, toluene and xylene. The Dräger tube benzene 5/b is suitable for qualitative detection if the aromatic compound with which one is dealing is unknown. For quantitative determination, please look for the required substance.
Note on G147: Luc: For qualitative detection of organic arsenic compounds and arsenic hydride. Detection limit: approx. 0,3 mg AsH3/m³ (0.1 ppm AsH3) approx. 3 mg org. As-Verb./m³ Arsenic hydride and phosphine are already indicated before opening the ampoule.
Note on G148: lat: The number of strokes can arbitrarily be varied between n=1 and n=20, e.g. n=1 indication x 20 = ppm 1 to 60 ppm n=10 indication x 2 = ppm 0.1 to 6 ppm n=20 indication = ppm 0.05 to 3 ppm The MAK is 0,05 ppm. This is the first scale mark on the tube. For better evaluation it is be possilbe to make 100 strokes 0,05 ppm Arsine give a reading on 0,2 to 0,25 ppm. Tests were done with different batches at 20°C / 50 % relative humidity.
Note on G149: lat: For estimated measurements of arsine the tube Phosphine 0,01/a can be used: Strokes:50 concentration of arsine reading on the n=10 scale measurement at air without arsine 0,01 ppm pale pink, --> this discoloration dependent on the high sensitive i indicating layer and the high amount of strokes 0,01 ppm 0,1 to 0,15 ppm 0,03 ppm 0,15 to 0,2 ppm Tests were done at approx 20°C and 50 % r.H.
Note on G150: lat: Concentration AsH3 No. of Length and colour of strokes indication ----------------------------- ---------- ------------------------------------ 10 ppm 5 approx. 10 mm brownish-green high conc. (above 1%) 5 brownish discoloured
Note on G151: lat: For qualitative detection, n = 20. Yellow to brown indication colour.
Note on G152: lat: Other aromates (e.g. toluene, xylene, ethylbenzene) are indicated at approximately the same sensitivity. The following tube are recommended for benzene measurements in the presence of toluene or xylene: Benzene 2/a 81 01231 2 to 60 ppm Scale Benzene 5/a 67 18801 5 to 40 ppm colour balancing
Note on G153: lat: Measuring range Number of Evaluation strokes -------------------------------------------------------------------------- 0.5 - 10 ppm n = 20 indication = ppm 1.0 - 20 ppm n = 10 indication x 2 = ppm 2.0 - 40 ppm n = 5 indication x 4 = ppm 10 - 200 ppm n = 1 indication x 20 = ppm
Note on G155: lat: Other aromates (e.g. toluene, xylene, ethylbenzene) do not interfer up to a concentration of 200 ppm. They are retained in a pre-tube. Petrol vapours interfer the benzene indication. The following tubes can be recommended for benzene measurements in the presence of petrol: Benzene 5/a 67 18801 5 to 40 ppm colour balancing -------------------------------------------------------------------------------- Measuring range extension: 4 to 120 ppm n=10 indication x 2 = ppm ± 20% 50 to 240 ppm n=5 indication x 4 = ppm ± 20% 100 to 1200 ppm n=1 indication x 20 = ppm ± 50%
Note on G156: lat: Other aromates (e.g. toluene, xylene, ethylbenzene) do not interfere. They are retained in the pre-layer. The capacity of the pre-layer is exhausted when the entire grey layer discolours to red-brown. Petrol vapours do not interfere.
Note on G157: lat: Other organic compounds and petroleum hydrocarbons are also indicated at different sensitivities.
Note on G158: lat: Concentration Benzene No. of Length and colour of strokes indication ------------------------------- ----------- ---------------------------- 50 ppm 5 1-3 mm brownish 100 ppm 5 approx. 10 mm brownish above liquid 5 brownish discoloured
Note on G159: lat: same scale as for toluene
Note on G160: lat: Number of strokes: 20 Qualitative detection. Detection limit: approx. 500 ppm
Note on G161: Luc: The scale on the tube applies a number of strokes n=5 Range of strokes Evaluation Standard Valid for the mesurement Deviation range of scale ----------------- ---------- -------------- ------------ ------------------- 0.5 to 10 ppm 5 indication = ppm 10 to 15 % 0.5 to 10 ppm 0.25 to 1 ppm 10 indication:2=ppm 10 to 15 % 0.5 to 2 ppm 0.05 to 0.2 ppm 50 indication:10=ppm 30 % 0.5 to 2 ppm 0.025 to 0.1ppm 100 indication:20=ppm 30 % 0.5 to 2 ppm 5 to 25 ppm 2 reading on the n=2 scale Reference to Indoor-Measurement: Nitrogen dioxide is a by-product of combustion processes produced by the reaction between the nitrogen and oxygen in the air.
Note on G163: lat: Number of strokes (n): 10 Only for qualitative detection. Detection border approx. 60 ppm.
Note on G164: lat: Number of strokes (n): 10 Only for qualitative detection. Detection border unknown.
Note on G165: lat: Bromine is indicated at the same sensitivity. Indicating layer is a pale yellow. The number of strokes can be varied between n=1 and n=100, for example: n=1 2 to 30 ppm n=5 0.4 to 6 ppm n=10 0.2 to 3 ppm
Note on G166: lat: Bromide is indicated with identical sensitivity,however, in a paler shade.
Note on G167: lat: Bromine is indicated at approximately the same sensitivity.
Note on G168: lat: For qualitative detection. NOTE: Do not use in explosion hazardous areas. Tube heats up during measurement
Note on G169: lat: For qualitative detection, n = 3. NOTE: Do not use in explosion hazardous areas. Tube heats up during measurement.
Note on G170: lat: For qualitative detection, n = 3. 100 ppm give a reading of 2 mm at 20°C and 10 % r.H. NOTE: Do not use in explosion hazardous areas. Tube heats up during measurement.
Note on G171: lat: Number of strokes: n=5 Evaluation: Indication (n=5 Scale) divided by 4 = ppm (applies to a scale range of 10 to 40) 1 ppm Bromoform gives an indication of about 2 ppm.
Note on G172: lat: Range of measurement: 1.5 to 22.5 ppm strokes: 5 Evaluation: reading x 1.5 = ppm allylbromid rel. Standard Deviation: +/- 30 % Range of measurement: 7.0 to 105 ppm strokes: 2 Evaluation: reading x 7 = ppm allylbromid rel. Standard Deviation: +/- 30 %
Note on G173: lat: Suitable for qualitative detection. Calibration data are not available.
Note on G177: lat: The measurement range can be extended by 5 ppm to 0.8, if the activating pre-tube (order code 8101141) has been connected. Number of strokes: n=30 Evaluation: Indication divided by 6 = ppm Relative standard deviation: ± 30%
Note on G178: lat: Number of strokes: n=2 Evaluation: Indication on Concentration Petrol-HC 100/a Methylbromide ---------------------- --------------------- 100 ppm 500 ppm 300 ppm 1000 ppm 500 ppm 1500 ppm 800 ppm 2000 ppm 1000 ppm 2500 ppm
Note on G179: lat: Number of Strokes (n): 5 Evaluation: Reading (on the n = 5 scale) divided by 3 = ppm Vinyl bromide. Meas. Instruction Number of Strokes (n): 1 Concentration of Reading on the tube Vinyl bromide (n = 1 scale) ---------------------- ---------------------------- 5 ppm 20 ppm 15 ppm 50 ppm 40 ppm 100 ppm 80 ppm 150 ppm 160 ppm 200 ppm 240 ppm 250 ppm 300 ppm 300 ppm
Note on G180: lat: Number of strokes: n=2 (5 activation strokes before testing) Evaluation: indication (n=2 scale) x 4 = ppm Ethyl bromide Measuring error: ± 50% Ethylbromide = Bromethane
Note on G181: lat: Number of strokes: n=2 Evaluation: indication x 4 = ppm Ethyl bromide Ethyl bromide = Bromethane
Note on G184: lat: Medium Range Strokes air 5 to 80 ppm 10 air 50 to 300 ppm 2
Note on G185: lat: a) 1 to 12 ppm Number of strokes: n=10 Evaluation: indication divided by 7 = ppm Rel. Standard deviation: 30% b) 10 to 60 ppm Number of strokes: n=2 + 3 Desorption strokes Evaluation: Indication equals ppm Rel. Standard deviation: 30%
Note on G186: lat: Evaluation with the help of the following table Number of strokes Concentration until colour comparison 1,3-Butadiene ------------------------------- ------------------- 2 1200 ppm 3 850 ppm 4 650 ppm 5 500 ppm 6 400 ppm 8 300 ppm 10 200 ppm 13 100 ppm
Note on G188: lat: Qualitative detection of 2- butoxyethanol is possilbe. Detection limit: approx. 100 ppm n=10 For measurement of concentration in the range of TLV / MAK and so on sampling tubes have to be used.
Note on G189: lat: For qualitative detection. (Indication colour yellow to brown.) Detection limit unknown.
Note on G190: lat: Ketone is a collective term for a certain substance group. Some Ketones can be measured by the tube Acetone 100/b, e.g. Acetone, Methylethylketone and Methylisobutylketone. For further information please look for the requested substance.
Note on G191: lat: The scale on the tube is valid for n=10 strokes. The number of strokes can be arbitrarily varied between n=1 and n=100, example given measuring no. of evaluation standard range strokes deviation ------------------- ---------- ----------------------------- ------------ 0,02 - 0.3 ppm n=100 indication: 10 = ppm 30% 0,2 - 3 ppm n=10 indication = ppm 10 - 15% 2 - 30 ppm n=1 indication x 10 = ppm 10 - 15%
Note on G192: lat: The scale on the tube is valid for n=20 strokes. Measuring No. of Evaluation Standard range strokes deviation ------------------- ---------- ---------------------------- ------------------ 0.3 - 5 ppm n=20 indication = ppm ± 10 to 15 % 0.6 - 10 ppm n=10 indication x 2 = ppm ± 10 to 15 % 1.2 - 20 ppm n=5 indication x 4 = ppm ± 30 % 6.0 - 100 ppm n=1 indication x 20 = ppm ± 30 %
Note on G194: lat: concentration of chlorine reading on the tube Epichlorohydrine 5/a (n=20) 1 ppm > 50 ppm 0.1 ppm approx. 10 ppm
Note on G195: lat: Number of Strokes (n): 3 Concentration of Indication on the 1-Chloro-2-methyl-1-propene n = 3 Scale --------------------------------------- ----------------------- 5 ppm 0,7 ppm 10 ppm 1,5 ppm 20 ppm 2,0 ppm 40 ppm 2,4 ppm Number of Strokes (n): 9 Indication on the n = 9 scale x 10 = ppm 1-Chloro-2-methyl-1-propene.
Note on G196: lat: Number of Strokes (n): 5 µ 2-Chlorobutane is indicated with the same sensitivity on the skale for n = 5 strokes. Colour change: The colour of the discolouration is ruby-coloured and ends with a grey-blue diffuse colour. The whole discolouration has to be read.
Note on G197: lat: Phenol 1/b or Phenol 5/a can be used for qualitative detection. Detection limits are unknown.
Note on G198: lat: Phenol 1/b or Phenol 5/a can be used for qualitative detection. Sensitivity limits are unknown.
Note on G199: lat: Number of strokes: n=10 Evaluation: Indication divided by 2 = ppm (applies to a scale range of 100 to 500)
Note on G201: lat: For qualitative detection (detection limit approx. 500 ppm) NOTE: Do not use in explosion hazardous areas. Tube heats up during measurement. Calibration data are available for the tubes of series ARBN-8111. The calibration data are not comparable and must therefore be drawn up for each tube series.
Note on G202: lat: A millimeter scale is printed on the tube. Evaluation is performed with the help of the enclosed calibration data sheet. NOTE: Do not use in explosion hazardous areas. Tube heats up during measurement. Chlorodifluoromethane = R 22 F 22 Freone 22 Frigene 22
Note on G203: lat: For qualitative detection, n = 3. NOTE: Do not use in explosion hazardous areas. Tube heats up during measurement.
Note on G204: lat: Subject : Measurement of ETW level (2005) of 44 ppm Details: Strokes: 5 If the reading is at 5 strokes lower than 6 ppm, than the concentration of chloroform is lower than 44 ppm. Tests were done with different batches at approx. 20°C/ 50 % relative humidity
Note on G205: lat: 1 ppm 2-ethylhexyl chloroformate give an orange reading of approx. 5 mm. The 0.2 ppm scale mark has a length of approx. 13 mm and the 1 ppm scale mark of approx. 23 mm. 1 ppm 2-ethylhexyl chloroformate is in the range of the detection limit of the tube (< 0.1 ppm).
Note on G206: lat: Chloroformic acid methyl ester, Chloroformic acid ethyl ester and Chloroformic acid isopropyl ester are indicated at the same senitivity.
Note on G207: lat: Chloroformic acid methyl ester, Chloroformic acid ethyl ester and Chloroformic acid isopropyl ester are indicated at the same senitivity.
Note on G208: lat: Chloroformic acid methyl ester, Chloroformic acid ethyl ester and Chloroformic acid isopropyl ester are indicated at the same senitivity.
Note on G209: Luc: Aqua regia releases, among others, chlorine and nitrous gases. The tube chlorine 0.2/a can be used for a qualitative detection. Detailed determination of chlorine concentration is impossible as nitrous gases are also indicated.
Note on G210: Luc: Aqua regia releases, among others, nitrous gases and chlorine. The tube nitrous gases 0.5/a can be used for a qualitative detection. Detailed concentration determinations are impossible as chlorine is also indicated.
Note on G212: lat: Measurements with different tubes and chips at 2.35 ppm Chloropicrin. Tube / Chip Batch Number of strokes Result Carbon Tetrachloride 1/a JJ-0081 5 approx. 1.5 ppm
Note on G213: lat: Acetychloride is indicated at the same sensitivity.
Note on G214: lat: For qualitative detection, n = 5 Detection limit: 1 ppm Phosgene 0.02/a (8101521) is not suitable for detection of Acetylchloride.
Note on G215: lat: Number of Strokes (n): 10 Calculation: No indication after n = 10 strokes: The concentration of Allylchloride is lower than 1 ppm. Indication after n = 10 strokes: The concentration of Allylchloride is 1 ppm or higher.
Note on G216: lat: Number of strokes: n = 20 Evaluation: Concentration Indication 4-Chlorbutyrylchloride Phosgene 0.02/a ------------------------------ ----------------------- 0.5 ppm 0.02 1.0 ppm 0.1 2.5 ppm 0.5 3.5 ppm 0.75 4.5 ppm 1.0 Evaluation of the indication must be performed immediately after measurement. High 4-Chlorobutyrylchloride concentrations are not indicated.
Note on G217: lat: Number of strokes: n=10 evaluation: Numerical value divided by 5 results ppm benzyl chloride (valid up to numerical value 60).
Note on G218: lat: Benzylchloride is indicated at approximately half the sensitivity. Indication x 2 = ppm Benzylchloride +/- 30% Measuring range: n=3 1 to 8 ppm n=9 0.2 to 2 ppm But high concentration can lead to a bleanching effect of the pre layer and a detection of benzyl chloride is possilbe anymore. This bleanching effect starts at approx 100 - 200 ppm
Note on G220: lat: strokes: 9 Evaluation: reading on the n=9 scale x 10 = ppm 3-chloro-2methyl-1-propene Strokes: 3 Concentration 3-chloro-2-methyl-1-propene Reading on the n=3 scale ----------------------------------- ---------------------------------- 5 ppm 0.7 ppm 10 ppm 1.5 ppm 20 ppm 2.0 ppm 40 ppm 2.5 ppm
Note on G221: lat: Measuring range: 0.25 to 1 mg Nickel/m³ 1 mg Nickel/m³ = 2.2 mg NiCló/m³
Note on G223: Luc: For qualitative detection, n = 10. Sulphuric chloride partially decays to sulphur dioxide and chlorine if left standing for a long period
Note on G224: lat: n=10 Indication x 10 = ppm
Note on G225: lat: The measuring range can be extended in conjunction with the activation tube for Formaldehyde 0.2/a (8101141). Number of Strokes (n): 10 Reading (on n = 5 Scale) divided by 2 = ppm Standard deviation: ± 35 % Number of Strokes (n): 20 Reading (on n = 5 Scale) divided by 4 = ppm Standard deviation: ± 35 %
Note on G226: lat: Other chlorinated hydrocarbons are also indicated, however, at different sensitivity. Petroleum hydrocarbons cause a shortening of the indication
Note on G228: Luc: Number of Strokes (n): 5 Evaluation: reading (on the n = 5 scale) x 0.75 = ppm Vinylidene chloride.
Note on G229: lat: Number of strokes: n = 3 Concentration Indciation on the Perchloroethylene Chloroethane 0.1/a tube ------------------- ----------------------------------------------- 25 ppm 1.0 50 ppm 2.5 Number of strokes: n = 9 Concentration Indication on the Perchloroethylene Chloroethane 0,1/a tube -------------------- ------------------------------------------------ 5 ppm 0.1 - 0.2 10 ppm 0.3 - 0.4 20 ppm 0.5 - 0.7
Note on G230: lat: Evaluation with help of the following table, n = 40: colour concentration comparison layer lead chromate (VI) ----------------------- ------------------------- 0.1 0.5 mg/m³ 0.2 1.0 mg/m³ 0.5 2.5 mg/m³
Note on G231: lat: Measuring range: 0.1 to 0.5 mg CrO3 /m³ 1 mg CrO3/m³ = 1.6 mg Natrium chromate/m³
Note on G232: lat: Strontium chromate is indicated at approximately half the sensitivity. colour stage 0.1 mg/m³ => about 0.2 mg/m³ Strontium chromate colour stage 0.2 mg/m³ => about 0.4 mg/m³ colour stage 0.5 mg/m³ => about 1 mg/m³
Note on G233: lat: Zinc chromate is indicated at approximately half the sensitivity. colour stage "0.1" => about 0.2 mg/m³ Zinc chromate colour stage "0.2" => about 0.4 mg/m³ colour stage "0.5" => about 1 mg/m³
Note on G234: lat: Natrium chromate can be quantitatively determined (look under natrium chromate). n = 40 Other water soluble chromates (VI) can be qualitatively proved.
Note on G235: lat: m-Kresol n=20 Indication x 0.8 = ppm 0.8 to 16 ppm ------------------------------------------------------------------------------------- o-Kresol n=20 qualitative detection. ------------------------------------------------------------------------------------- p-Kresol n=20 only estimated measurements are possible. Evaluation for p-Kresol: Conc. p-Kresol Indication Phenol 1/b 2 ppm approx. 1 ppm 5 ppm approx. 2-4 ppm
Note on G236: lat: A millimeter scale is printed on the tube. Evaluation is performed with the help of the enclosed calibration data sheet. 1,2-Dichlor-1,1,2,2-tetrafluoroethane = R 114 F 114 Freone 114 Frigene 114 NOTE: Do not use in explosion hazardous areas. Tube heats up during measurement.
Note on G237: lat: The measurements were done with 10 strokes and the Alcohol 25/a tube batch MM-0151 and NC-0161. Humidity: 10 mg H2O / L Temperature: 20 °C Concentration Cumene Indication on the tube (methanol scale) 50 ppm 30 to 40 ppm 200 ppm 200 to 250 ppm 1000 ppm 500 to 1300 ppm
Note on G238: lat: Cumol is indicated at approximately the same sensitivity. Cumol = Isopropylbenzene
Note on G239: lat: Number of strokes: n=10 Evaluation: Indication = ppm Cumol Cumol = Isopropylbenzene
Note on G240: lat: Number of Strokes (n): 2 Evaluation: reading on the n = 2 skale x 4 = ppm Cumene. Number of Strokes (n): 10 Cumene is indicated with the same sensitivity.
Note on G241: lat: Number of strokes: n=10 Evaluation: Indication = ppm Cumol Cumol = Isopropylbenzene
Note on G242: lat: For the measurement of Sodium cyanide, Postassium cyanide, Calcium cyanid The scale on the tube indicates the concentration in mg CN/m³.
Note on G243: lat: For the measurement of Sodium cyanide, Postassium cyanide, Calcium cyanid The scale on the tube indicates the concentration in mg CN/m³.
Note on G244: lat: For the measurement of Sodium cyanide, Postassium cyanide, Calcium cyanid The scale on the tube indicates the concentration in mg CN/m³.
Note on G245: lat: - Free hydrogen cyanide is already indicated before the reagent is broken. - It is possible that, as a function of hydrolysis, a certain portion of cyanides has already reacted with the CO2 contained in air. - Cyanide measurement is not possible in the presence of phosphine.
Note on G247: lat: Number of strokes: 20 For estimated measurement following measuring instruction can be used concentration of Cyclohexanone reading on the i-Propanol scale after 20 strokes ------------------------------------------ ----------------------------------------- 25 ppm approx. 25 ppm (between zero and 50 ppm) 50 ppm 50 ppm 100 ppm 100 to 150 ppm
Note on G249: lat: Number of strokes: n = 10 Evaluation: Cyclopentane is indicated at approximately the same sensitivity.
Note on G250: lat: Concentration Cyclopropylamin Indication Cyclohexylamin 2/a 5 ppm 4 ppm 10 ppm 7.5 ppm 30 ppm 28 ppm The measurement results below 10 ppm Cyclopropylamine are more dependend of the batch than above 10 ppm. standard deviation up to 10 ppm : + 50 % standard deviation above 10 ppm : + 25 % The tests were done with Cyclohexylamin 2/a batch KM-0053, LL-0057, MF-0059 and ML-0061.
Note on G251: lat: For qualitative detection, n = 8. Demetone = Systox
Note on G252: lat: For qualitative detection, n = 8. Demetonmethyl = Metasystox
Note on G253: lat: Following sensitivity data are available for Diallyl Amine Concentration of diallyl amine reading on the tube comment 2.5 ppm 4-5 mm (n=10) the indication is only for a very short time stable. 250 ppm approx. 20 ppm (n=1) - Test were done with NH3 5/a batch JA-1182. Temperature: 23 °C Relative Humidity: 50 %
Note on G254: lat: For qualitative detection. Calibration data are not yet available. NOTE: Do not use in explosion hazardous areas. Tube heats up during measurement.
Note on G255: lat: Number of Strokes (n): 5 Reading on the tube: 2 = ppm dibromomethane Number of strokes (n): 2 Reading on the tube x 2 = ppm dibromomethane
Note on G256: Luc: Phenol 1/b or Phenol 5/a can be used for qualitative detection, n = 20. Detection limits are unknown.
Note on G257: lat: 1,2-Dibromethane is indicated at approximately the same sensitivity. 1,2-Dibromethane = Ethylene bromide Ethyleen dibromide
Note on G258: lat: Number of Strokes (n): 5 Concentration of Reading on the tube 1,2-Dibromoethane -------------------------- --------------------------- 25 ppm 25 ppm 100 ppm 50 ppm 200 ppm 100 ppm 600 ppm 200 ppm 1000 ppm 300 ppm
Note on G259: lat: For qualitative detection, n = 10. Detection limit is at approx. 0.05 ppm DDVP. DDVP = Dichlorvos = Dichlorovinyldimethylphosphate
Note on G260: lat: Ethylidenchloride = 1,1-Dichlorethane n=10 concentration indication on 1,1-Dichlorethane Methylbromide 5/b ------------------------ ------------------------- 10 ppm 5 ppm 50 ppm 20 ppm 100 ppm 30 ppm
Note on G261: lat: Number of Strokes (n): 3 Evaluation: Reading (n = 3 scale) x 10 = ppm
Note on G262: lat: For qualitiative detection, n = 10 The detection limit is at approximately 5 ppm.
Note on G263: lat: 1,2-Dichloro ethane = Ethylene chloride = Ethylene dichloride n=20 concentration indication on 1,2-Dichloroethane Methyl bromide 5/b -------------------------- -------------------------- 100 ppm ca. 10 ppm 200 ppm ca. 30 ppm 300 ppm ca. 50 ppm ATTENTION only valid for 1,2-Dichloro ethane For measurement instructions of 1,1-Dichloro ethane look under 1,1-Dichloroethane.
Note on G264: lat: Number of strokes: n=9 Evaluation: Concentration Indication on n=9 Scale 1,2-Dichloroethane Perchloroethylene 0.1/a -------------------------- -------------------------------- 10 ppm 0.15 ppm 20 ppm 0.3 ppm 50 ppm 0.5 ppm
Note on G266: lat: Number of strokes: n=5 Evaluation: Indication (n=5) scale x 1.5 = ppm
Note on G267: lat: Number of strokes: n=5 Evaluation: Indication (n=5 scale) x 1.5 ppm
Note on G268: lat: Number of strokes: n=10 Evaluation: 50 ppm 1,2-Dichloro propane = approx. 10 ppm indication 75 ppm = approx. 20 ppm indication 100 ppm = approx. 40 ppm indication
Note on G269: lat: For qualitative detection. n = 10 The detection limit is at approximately 5 ppm.
Note on G270: lat: For qualitative detection, n = 10. For a length of indication below 10 ppm the concentration is definitely below 75 ppm. No calibration data can be drawn up because of the widely varying length of the indication. Known data concerning the sensitivity of the indication: Concentration Indication on 1.4-Dichlorobenzene Chlorobenzene 5/a ---------------------------- -------------------------- 20 ppm 10 to 20 ppm 40 ppm 20 to 30 ppm 75 ppm 20 to 40 ppm
Note on G271: lat: For qualitative detection of: 1,2-Dichlorobenzene (OEL 50 ppm) 1,3-Dichlorobenzene (OEL --- ) 1,4-Dichlorbenzene (OEL 75 ppm) 1,2-Dichlorobenzene (ortho) detection limit approx. 5 ppm 1,3-Dichlorobenzene (meta) detection limit approx. 5 ppm 1,4-Dichlorobenzene (para) detection limit approx. 10 ppm
Note on G272: lat: Calibration data are available for tubes of series: ARBN-8111 ARCH-5201 ARCH-5203 Calibration data are not comparable and must therefore be drawn up for each tube series. For information please ask Tel. (0451) 882 3293, Drägerwerk Lübeck, Mrs. Evers NOTE: Do not use in explosion hazardous areas. Tube heats up during measurement.
Note on G273: lat: For qualitative detection, n = 3. Calibration data are not yet available. NOTE: Do not use in explosion hazardous areas. Tube heats up during measurement
Note on G274: lat: Measuring range No. of Evaluation Standard strokes deviation ----------------------- ---------- -------------------------------- -------------- 10 - 50 ppm n=100 indication : 10 = ppm 25% (applies to scale value 500) 50 - 1000 ppm n=20 indication : 2 = ppm 10 to 15% 100 - 2000 ppm n=10 indication = ppm 10 to 15% Methylenchloride = Dichloromethane
Note on G275: Luc: For qualitative detection of decomposition product hydrochloric acid. Sulphur dichloride decomposes in the presence of humidity to hydrochloric acid and sulphur dioxide.
Note on G276: Luc: For qualitative detection of sulphur dioxide as decomposed product. In the presence of moisture or dampness, sulphur dichloride decomposes to sulphur dioxide and hydrochloric acid.
Note on G277: lat: Potassium dichromate is indicated with the same sensivity. The color change is more blue-violett than violett. So for comparsion only the color depth can be used
Note on G278: lat: Number of strokes: n=30 Evaluation: Indication x 1.5 = mg/m³ Measurement accuracy: ± 40% Evaluate indication immediately. The discoloured zone increases gradually.
Note on G279: lat: Qualitative detection. Number of strokes: n = 2 Detection limit: approx. 0.5 mg/L
Note on G280: lat: Number of strokes (n): 10 Only for qualitative detection. Detection border approx. 3 ppm.
Note on G281: lat: Number of strokes (n): 10 Only for qualitative detection. Detection border unknown.
Note on G282: lat: Diethylamine is indicated at the same sensitivity.
Note on G283: lat: Number of strokes: n = 5 Evaluation: Concentration Reading on tube 2-Diethylaminoethanol ------------------------------- ----------------------- 0.5 ppm 0.25 to 0.5 ppm 1.5 ppm 0.5 to 1.0 ppm 5 ppm 1.0 to 2.0 ppm 10 ppm 2.0 to 3.0 ppm Relative standard deviation: ± 30 %
Note on G284: lat: For qualitative detection. Calibration data are not available yet
Note on G285: lat: Für qualitative detection, n = 10. Detection limit is unknown.
Note on G286: lat: Number of strokes (n): 10 Only for qualitative detection. Detection border approx. 20 ppm.
Note on G287: lat: For qualitative detection, n = 10. Calibration data are not available yet.
Note on G289: lat: For qualitative detection. 0.5 ppm give a reading of 0.005 ppm.
Note on G290: lat: Number of Strokes (n): 10 Evaluation: reading x 2 = ppm Diisopropylamine.
Note on G291: lat: For qualitative detection, n = 10. Calibration data are not available yet.
Note on G292: lat: For qualitative detection, n = 5. Calibration data are not available yet.
Note on G293: lat: Diisopropylether is indicated at approximately the same sensitivity. iso-Propylether = Diisopropylether
Note on G294: lat: Number of Strokes (n): 10 Concentration of Reading on Alcohol 25/a Tube 1,1-Dimethoxyethane (iso - Propanol Scale) ---------------------------- ------------------------------------------ 25 ppm 500 ppm 50 ppm 1000 ppm 100 ppm 2000 ppm 200 ppm 3000 ppm 500 ppm 4000 ppm
Note on G295: lat: Number of Strokes (n): 20 Concentration of Reading on Alcohol 25/a Tube 1,2-Dimethoxyethane (iso - Propanol Scale) ----------------------------- ----------------------------------------- 100 ppm 100 ppm 300 ppm 500 ppm 400 ppm 1000 ppm 750 ppm 2000 ppm 1100 ppm 3000 ppm
Note on G296: lat: Dimethylamine is indicated with the same sensitivity as ammonia. 0,25 to 3 ppm n = 10 reading = ppm Dimethylamine 0,5 to 6 ppm n = 5 reading x 2 = ppm Dimethylamine
Note on G297: lat: Dimethylamine is indicated with the same sensitivity.
Note on G298: lat: qualitative detection n = 3 50 ppm are already indicated, however, the indication is below the first scale part. Higher concentrations give no clear length difference.
Note on G299: lat: Number of strokes: n = 10 Evaluation: Concentration Indication Dimethylether Cyclohexane 100/a ------------------- -------------------------- 500 ppm about 80 ppm (below the first scale line) 1000 ppm 100 ppm 2000 ppm 200 ppm 3000 ppm 300 ppm 4000 ppm 400 ppm
Note on G300: lat: strokes: 10 Evaluation: reading x 4 = ppm dimethylisopropanolamine
Note on G301: lat: Measuring ranges: n=200 0.005 to 0.05 ppm n=100 0.01 to 0.1 ppm n=20 discolouration "0.005" = 0.1 ppm discolouration "0.01" = 0.3 ppm discolouration "0.02" = 0.6 ppm
Note on G302: lat: The scale on the tube applies to n=20 strokes. Measuring range No. of Evaluation Standard strokes deviation ----------------------- ---------- --------------------------- -------------- 1 to 15 ppm n=20 indication = ppm 15-20% 4 to 60 ppm n=5 indicaiton x 4 = ppm 35%
Note on G303: lat: Number of strokes: n=10 Evaluation: Indication divided by 4 = ppm 1.4-Dioxane
Note on G304: lat: For estimated measurements of ClO2 the tube Chlorine 0.2/a can be used. concentration of ClO2 strokes reading on Chlorine 0.2/a ---------------------------- --------- --------------------------------- 1.0 ppm n=10 0.2 to 0.5 ppm 0.1 ppm n=100 0.2 to 0.5 ppm The concentration of ClO2 is lower than 0.1 ppm, if the 0.2 ppm mark will not be reached at n=100 strokes test.
Note on G305: lat: Number of Strokes (n): 20 Concentration of Reading on Formaldehyde Limonene 0.2/a Tube (n = 20 skale) --------------------- ---------------------------------- 5 ppm 0,2 ppm 10 ppm 0,5 ppm 50 ppm 1,0 ppm 100 ppm 1,5 ppm 150 ppm 2,0 ppm 200 ppm 2,5 ppm Indicating colour: yellow Limonene = Dipentene
Note on G306: lat: Number of Strokes (n): 10 Concentration of Reading on Tube Dipropylamine NH3 0.25/a ------------------------ -------------------------- 0.5 ppm 0.25 ppm 1.5 ppm 0.5 ppm 3.5 ppm 1.0 ppm 5.0 ppm 2.0 ppm 5.5 ppm 3.0 ppm
Note on G307: lat: For qualitative detection, n = 10. Calibration data are not available yet.
Note on G308: lat: For qualitative detection. Detection limit unknown, n = 5.
Note on G309: lat: 4-Heptanone is indicated at approximately the same sensitivity within the range of 100 to 1000 ppm. Higher concentrations have not yet been tested.
Note on G310: lat: 10 mg/m³ n=200 discolouration as 25 µg oil (Fig.3 in GA) 20 mg/m³ n=100 discolouration as 25 µg oil (Fig.3 in GA)
Note on G311: lat: Concentration CS2 No. of Length and colour of indication strokes ------------------------- ---------- ----------------------------------------- 1 ppm 5 1-3 mm greenish 10 ppm 5 about 10 mm greenish above liquid 5 brownish-green discoloured
Note on G312: lat: Concentrations in the TLV range of hydrogen sulphide are retained in the pre-layer, and do not cause any interference.
Note on G313: lat: Hydrogen sulphide within concentration around the TLV value is retained in the pre-layer and therefore does not interfere.
Note on G314: lat: The scale on the tube is valid for n=6 strokes. n=6 indication = mg/L 0.1 to 10 mg/L (32 to 3200 ppm) n=1 indication x 6 = mg/L 0.6 to 60 mg/L (190 to 19000 ppm)
Note on G315: lat: NOTE: Do not use this tube in the ex sectors as the indicating layer warms up during measurement. The scale on the tube is valid for n=11 strokes. measuring range number of strokes evaluation ----------------------- ----------------------- ---------------------------- 2.5 to 30 ppm n=22 indication : 2 = ppm 5 to 60 ppm n=11 indication = ppm 10 to 120 ppm n=6 indication x 2 = ppm Hydrogne sulphide is also indicated. In the presence of hydrogen sulphide, the o.04 hydrogen sulphide Dräger tube can be used (order code CH 26001). TLV range concentrations of hydrogen sulphide are retained in a pre-layer.
Note on G316: lat: Dimethyldisulfide is indicated at the same sensitivity within the range of 1 to 10 ppm. Number of strokes: n = 20 Evaluation: Numerical value = ppm Dimethyldisulfide (applies to a scale range of 1 to 10)
Note on G317: lat: Suck air or gas sample through the tube with an appropriate number of strokes, until the colour of the indicating layer corresponds to that of the comparison layer. Numer of Strokes Concentration ----------------------- ------------------- 20 1 ppm 14 2 ppm 10 5 ppm 8 10 ppm 5 20 ppm 3 40 ppm The validation was made with a Divinylbeneze sample of approx. 65 % all isomres of Divinylbeneze approx. 33 % Ethylvinylbenzene
Note on G318: lat: Number of Strokes (n): 10 For estimated measurements. Concentration of Reading on tube Epichlorhydin ---------------------- ---------------------- 1 ppm 0.25 to 1 ppm 6 ppm 1.5 to 2 ppm The absolute humidity should no be higher than 10 mg water / L.
Note on G320: lat: Number of strokes: n = 20 Evaluation: Indication x 2 = ppm Indication colour: orange-pink 1,2-Epoxybutane = Butylenoxide
Note on G321: lat: Number of strokes: n = 2 The scale on the tube applies to n-Octane. Other hydrocarbons and carbon monoxide are also indicated, however, at different sensitivities. The following measurement values were taken with a customer sample (shell leaded): Number of strokes: 2 Concentration indication on the tube petrol petrol hydrocarbons 10/a -------------------- -------------------------------------- 20 ppm 10 ppm 50 ppm 25 ppm 100 ppm 40 ppm 200 ppm 70 ppm 300 ppm 120 ppm Calculation based on: Molmass of n-Octane.
Note on G322: Luc: Indication after n=20 Concentration F34 --------------------------- -------------------------- 200 ppm 100 mg/m3 300 ppm 300 mg/m3 400 ppm 500 mg/m3 500 ppm 1000 mg/m3
Note on G323: Luc: Calibration data are not yet available, n = 2. A measurement instruction can be drawn up upon request. However, to do this a sample of the IP5 used is necessary.
Note on G324: lat: Suitable for carburetor fuel (gasoline) premium gasoline diesel fuel (evaluation as for kerosine) kerosine extraction naphta Evaluation with the help of the table and the calculation formula in the instructions for use.
Note on G325: lat: Number of strokes: n = 2 The scale on the tube applies to n-Octane. Other hydrocarbons and carbon monoxide are also indicated, however, at different sensitivites. The following measurement values were taken with a customer sample (Shell unleaded): Number of strokes: 2 Concentration petrol indication on the tube petrol hydrocarbons 10/a --------------------------- -------------------------------------- 20 ppm 10 ppm 50 ppm 30 ppm 100 ppm 60 ppm 200 ppm 150 ppm 300 ppm 220 ppm Calculation based on: Molmass of n-Octane.
Note on G326: lat: The scale on the tube applies to n-Octane. 100 to 2500 ppm n=2 indication = ppm n-Octane 10 to 100 ppm n=10 indication: 10 = ppm n-Octane (applies to numerial range 100 to 1000) Other hydrocarbons and carbon monoxide are also indicated, however, at different sensitivities. Following data's are detected with a customer sample of gasoline: Detection on tube Concentration of Petrol hydrocarbons 100/a gasoline ------------------------------------ ------------------- 200 ppm 500 mg/m³ 400 ppm 1000 mg/m³ 800 ppm 2000 mg/m³ 1200 ppm 3500 mg/m³ This calibration is valid for leaded and unleaded gasoline (octane number 92). Note: The concentration given in the table are valid with the assumption that the evaporated part of the gasoline is approximately the same composition as the liquid. If air contains a higher amount of volatile hydrocarbons than the liquid, the measurement result will be too high.
Note on G327: Luc: Petroleum fuel (surgical spirit) is a mixture of different hydrocarbons with a boiling point of 40 to 60 °C. For a qualitative detection for instance the tubes Pentane 100/a and petroleum hydrocarbons 100/a may be used. Calibration data are not yet available, however, can be drawn up upon request. To do this a sample of the used fuel is necessary.
Note on G328: lat: Concentration No. of Length and colour of indication petrol strokes -------------------- ---------- ------------------------------------------ 50 mg/m³ 5 1-3 mm brownish-green 50 ppm 5 approx. 10 mm brownish-green above liquid 5 brownish discoloured
Note on G329: lat: Methylacetate, Ethylacetate, Propylacetate, Isopropylacetate are indicated at the same sensitivity. Butylacetate and Pentylacetate are indicated at the same sensitivity up to 1000 ppm. Qualitative detection for a multitude of other esters.
Note on G330: lat: Chloroformic acid methyl ester, Chloroformic acid ethyl ester and Chloroformic acid isopropyl ester are indicated at the same senitivity.
Note on G331: lat: For qualitative detection, n = 10. Detection limit for Dichlorovos: 0.05 ppm A multitude of other phosphoric acid esters are also indicated, however, at different sensitivity.
Note on G332: lat: For qualitative detection of ethane. 0.05 Vol.% ethane give an indication of few millimeters.
Note on G333: lat: n=20 Concentration Indication on Ethanol Ethylglykolacetate 50/a ------------------- -------------------------------- 15 ppm 50 ppm 25 ppm 100 ppm 50 ppm 150 ppm
Note on G336: lat: Measuring range: 0.52 to 5.2 Vol.% = 5200 to 52000 ppm Number of Concentration Indication on strokes Ethanol n-Pentane 100/a -------------- ------------------- ----------------------- 10 0.52 Vol.% approx. 150 ppm 10 1.04 Vol.% approx. 300 ppm 10 2.60 Vol.% approx. 800 ppm 5 1.04 Vol.% approx. 150 ppm 5 2.60 Vol.% approx. 300 ppm 5 5.20 Vol.% approx. 800 ppm
Note on G337: lat: Ethanolamine = Monoethanolamine = 2-Aminoethanol Number of strokes: n = 10 Evaluation: Indication * 2 = ppm Monoethanolamine
Note on G338: lat: concentration of dipropylene glycol methyl ether reading on the tube after 20 strokes 50 ppm < 50 ppm 100 ppm 75 to 80 ppm
Note on G339: lat: concentration of dipropylene glycol methyl ether reading on the tube after 10 strokes at the i-propanol scale 50 ppm approx. 50 ppm 100 ppm approx. 100 ppm
Note on G340: lat: Dibutylether is indicated approx. with the half sensitivity
Note on G341: lat: Number of Strokes (n): 20 Concentration of Reading on the tube MTBE --------------------- ----------------------------- 50 ppm 100 ppm 100 ppm 250 ppm 200 ppm 550 ppm 300 ppm 800 ppm Colour Change: from orange to grenn pal brown The whole discolouration should be used for evaluation. Please compare with an unused tube. MTBT = Methyl tert-butyl ether
Note on G342: lat: Dipropylether and Diisopropylether are indicated at approximately the same sensitivity. Propylether = Dipropylether
Note on G343: lat: For qualitative detection - the TLV value of 20 ppm is not recorded 2-Ethoxyethanol = Ethylenglykolmonoethylether = Ethylglykol = Cellosolve Determination of concentration only possible by collecting with activated carbon tube with subsequent analysis.
Note on G344: lat: Ethylamine is indicated at approximately the same sensitivity. Ethylamine = Monoethylamine = Aminoethane
Note on G345: lat: 30 to 400 ppm n=6 indication = ppm Ethylbenzene 45 to 600 ppm n=4 indication x 1.5 = ppm Ethylbenzene
Note on G346: lat: Medium Range Strokes air 5 to 80 ppm 10 air 50 to 300 ppm 2 Ethylbenzene is indicated at the same sensitivity
Note on G347: lat: Medium Range Strokes air 5 to 80 ppm 10 air 50 to 300 ppm 2 Ethylbenzene is indicated with the same sensitivity
Note on G348: lat: With n=40 strokes an indication of 0.2 ppm corresponds to a concentration of 0.1 ppm ethylene.
Note on G350: lat: Number of strokes for complete, Vol.% Ethylene uniform discolouration of the (approx.) indicating layer ------------------------------------------- ---------------------- n=15 0.5 Vol.% n=12 0.6 Vol.% n=9 0.8 Vol.% n=8 1.0 Vol.% n=7 1.2 Vol.% n=6 1.6 Vol.% n=5 2.0 Vol.% Table is not included in the instructions for use. NOTE: The indicating colour does not match the colour of the colour comparison layer.
Note on G351: lat: Concentration No. of Length and colour of the Ethylene strokes indication ------------------------- ----------- ------------------------------------ 50 ppm 5 1-3 mm green 500 ppm 5 ca. 10 mm brownish-green high conc. (above 5 brownish discoloured 1 Vol.%)
Note on G352: lat: Concentrations within the TLV range are not detectable.
Note on G353: lat: qualitative detection strokes: 10 detection limit: 2 to 5 ppm color change: white to pale violet
Note on G354: lat: 0.5 to 6 ppm Number of strokes: n=10 Evaluation: Indication * 2 = ppm 1 to 12 ppm Number of strokes: n=5 Evaluation: Indication * 4 = ppm Ethylendiamine = 1,2-Diaminoethane
Note on G355: lat: Number of strokes (n): 10 Only for qualitative detection. Detection border unknown.
Note on G356: lat: Ethylenglykol = Glykol = 1,2-Ethandiol
Note on G357: lat: Aziridine is indicated at approximately the same sensitivity.
Note on G358: lat: Number of strokes (n): 10 Only for qualitative detection. Detection border unknown.
Note on G359: lat: Number of strokes: n=30 Evaluation: Indication x 2.5 = mg/m³ Evaluate indication immediately. The discoloured zone increases gradually.
Note on G360: lat: Methylethylketone is indicated at the same sensitivity. Methylethylketone = MEK = Butanon-2
Note on G361: lat: The following calibration table applies: n=30 Indication Concentration Exxsol D120 -------------- ------------------------------------- 300 ppm 100 ppm 500 ppm 200 ppm 700 ppm 400 ppm 1000 ppm 800 ppm
Note on G362: Luc: Number of Strokes (n): 10 Concentration of Reading on tube Shellsol C 153 Petroleum hydrocarbons 10/a (Customer sample) ------------------------- ---------------------------------------- 25 ppm* 50 ppm 100 ppm* 100 ppm 300 ppm* 150 ppm * Calculation bases on the molecular weight of 148 g/mol and the density of 0.78 Kg/L Note: The concentration given in the table are valid with the assumption that the evaporated part of the cleaner is approximately the same composition as the liquid. If air contains a higher amount of volatile hydrocarbons than the liquid, the measurement result will be too high.
Note on G363: Luc: Number of Strokes (n): 5 Concentration of Reading on tube Shellsol DSC Petroleum hydrocarbons 10/a (Customer sample) ------------------------- ---------------------------------------- 50 ppm* approx. 15 ppm 100 ppm* approx. 30 ppm 350 ppm* 70 to 130 ppm * Calculation bases on the molecular weight and density of n-Undecane. Note: The concentration given in the table are valid with the assumption that the evaporated part of the cleaner is approximately the same composition as the liquid. If air contains a higher amount of volatile hydrocarbons than the liquid, the measurement result will be too high.
Note on G364: lat: The following calibration table applies: n=10 Indication Concentration Exxsol D40 -------------- ----------------------------------- 200 ppm 125 ppm 500 ppm 250 ppm 700 ppm 500 ppm 1000 ppm 1000 ppm
Note on G365: Luc: The following calibration table applies: n=20 Indication Concentration Shellsol D60 -------------- ------------------------------------- 400 ppm 80 ppm 600 ppm 150 ppm 700 ppm 300 ppm 900 ppm 600 ppm
Note on G366: lat: For qualitative detection, n = 3. Quantitativ measurement is possible of R 11, R 22, R 113, R 114 Calibration data are available for some other FCHs. Please contact Drägerwerk Lübeck Tel. (0451) 882 3293, FAX (0451) 882 806 NOTE: Do not use in explosion hazardous areas. Tube heats up during measurement. FCH = Freone Kaltrone Frigene Freezing mixtures
Note on G367: lat: For qualitative detection, n = 20. Ferrouspentacarbonyl is indicated with brownish colour. Detection limit at approx. 1 ppm (brown ring of approx. 1 mm). Concentrations within the TLV range cannot be detected.
Note on G368: lat: The scale on the tube is valid for n=20 strokes. measuring range no. of strokes evaluation relative Standard Deviation ----------------------- ------------------ --------------------------- ---------------------- 0.05 to 1 ppm n=40 indication : 2 = ppm ± 15 - 20 % 0.1 to 2 ppm n=20 indication = ppm ± 15 - 20 % 1 to 20 ppm n= 2 indication x 10 = ppm ± 30 % 2 to 40 ppm n= 1 indication x 20 = ppm ± 30 %
Note on G369: lat: Measuring Information Measuring Range : Marking at 15 ppm Concentrations between 5 and 10 ppm Sulfurylfluoride are indicated with a noticeably weaker discoloration and are without marking. Discolorations below 8 mm could be difficult to evaluate. To see the colouring better, please use an unused display tube to compare. This is especially true for very high concentrations of Sulfurylfluoride when the discolouration passes the markings and the change was not seen. Should the colouring fail to appear, then the present sulfurylfluoride concentration is normally under 5 ppm. Number of Strokes (n) : 5 Time for Measurement : approx. 2 min Standard Deviation : ± 30% Colour Change : light blue -> pink Ambient Operating Conditions Temperature : -10 to 40°C Absolut Humidity : 1 to 20 mg H2O/L (corresponding 100 % r.h. at 17 °C) With relative air humidity of less than 20%, the resulting colour is weak but, the length of the colour does not change. At 0°C, the displayed colour is approximately 25% (or at 10°C, 35%) shorter than the measurement at 20°C Reaction Principle a) Sulfurylfluoride [Pyrolysis] ® HF b) HF + Zr/Chinalizerin ® pink reaction Cross Sensitivity Fluorinated hydrocarbons will show different sensitivities. Ammoniac and other basic gases could, depending on the concentrations, either shorten or prevent the colour change. The following chemicals have no influence on the display from 15 ppm Sulfurylfluoride: 10 ppm Formaldehyde, 10 ppm Ethylene Oxide, 10 ppm Methyl Bromide, 10 ppm Hydrocyanic Acid or 10 ppm Dibromomethane. With the oxygen concentration decreases, the sensitivity decreases. For example, the 15 ppm display with a 18% oxygen is very weak. 20 ppm SF result in a strong display above the markings. When the air contains only 15% oxygen, 20 ppm sulfurylfluoride will not be able to be displayed. Additional Information Determination of Sulfurylfluoride (trade name SF or Vikane) in air that contains approximately 21 Vol. % oxygen. Do not use in areas with explosion hazards. Tubes get hot! A broken, unused first tube can be a source of ignition. The transport of this tube is subject to UN 1383. Caution! The first tube is prone to combust. During and shortly after the measurement, do not touch the first tube near the black pyrolysis layer. Do not separate the connected tubes directly after measurement. Let them first cool down for a few minutes. Data Based on the Instructions for Use 1st Edition. (Last Edited at 01.07 2003)
Note on G370: lat: Formamide is very sensitive against humidity, so tests were done at dry atmosphere: concentration of formamide reading on the tube NH3 5/b (n=1) 10 ppm 90 to 100 ppm 5 ppm 50 ppm 2.5 ppm approx. 20 ppm 1 ppm approx. 10 ppm 0.5 ppm approx. 5 ppm
Note on G371: lat: Number of strokes: n=5 Evaluation: Indication Concentration Formex B ------------ --------------------------------- 100 ppm 50 mg/m3 200 ppm 100 mg/m3 300 ppm 200 mg/m3 500 ppm 400 mg/m3
Note on G372: lat: For qualitative detection. Data with respect to sensitivity are not yet available.
Note on G373: lat: Qualitative detection. n = 10 Detection limit: 10 ppm The tube acetaldehyde 100/a with n=20 can also be used. (Detection limit: 30 ppm.)
Note on G374: lat: Qualitative detection. n = 10 Detection limit: 10 ppm The tube acetaldehyde 100/a with n=20 can also be used. (Detection limit: 30 ppm.)
Note on G375: lat: Number of Strokes (n): 5 Concentration of Reading on tube Methyl formate Petroleum Hydrocarbons 10/a --------------------- ---------------------------------------- 100 ppm 10 - 20 ppm 500 ppm 50 ppm 1000 ppm 100 ppm 1500 ppm 200 ppm 2000 ppm 250 ppm
Note on G376: draeger: for estimated measurement the tube Petroleum Hydrocarbons 10/a can be used: Strokes: 10 concentration of ethyl formate reading on the scale 100 ppm 50 ppm 200 ppm 80 ppm
Note on G377: lat: For qualitative detection, n = 20. Sensitivity data are not yet available.
Note on G378: lat: For qualitative detection. Detection limit unknown. 5 ppm Furfurol (TLV value 1991) are not indicated.
Note on G379: lat: Furfurylamine is indicated with the same sensitivity.
Note on G380: lat: For qualitative detection, n = 5. Determination of concentrations with detection tubes are impossible.
Note on G381: lat: Tubes: Scale Mark 1. Formaldehyd 1ppm 2. Phosphine 0,3ppm 3. Hydrocyanic acid 10ppm 4. Methyl bromide 0,5ppm 5. Ethylene oxide 1ppm Number of Strokes (n) : 50 Time for Measurement : 4min Standard Deviation : - Colour Change : Tubes: 1. Formaldehyd white ->pink 2. Phosphine yellow -> red 3. Hydrocyanic acid yellow -> red 4. Methyl bromide lightgreen -> brown 5. Ethylene oxide white -> pink Ambient Operating Conditions Temperature : 10 to 40C° Absolut Humidity : 5 to 40mg/L Measurements outside the specified temperature and humidity ranges may result in changes to the sensitivities. Water aerosols may cause negative errors. Reaction Principle 1. Formaldehyd: HCHO + C6H4 (CH3)2 + H2SO4 ---> quinoid reaction products 2. Phosphine: PH3 + Au (3+) ---> Au (colloidal) 3. Hydrocyanic acid: HCN + HgCL2 ---> HCL HCL + Methyl red ---> red reaction product 4. Methyl bromide: a ) CH3Br + SO3 + MnO4- ---> Br2 b) Br2 + o-Dianisidine ---> brown reaction product 5. Ethylene oxide: a) Ethylene oxide ---> HCHO b) HCHO + C6H4(CH3)2 + H2SO4 ---> chinoid reaction product Cross Sensitivity 1. Formaldehyd: 0.1 ppm hydrogen phosphide, 10 ppm hydrocyanic acid, 5 ppm methyl bromide and 50 ppm ammonia have no effect on the indication. 2. Phosphine: 1 ppm formaldehyde, 10 ppm hydrocyanic acid, 5 ppm methyl bromide und 50 ppm ammonia have no effect on the indication. 3. Hydrocyanic acid: 0.3 ppm hydrogen phosphide cause an indication. 4. Methyl bromide: 0.5 ppm methane dibromide is also indicated with a slightly higher sensitivity. 0,1 ppm hydrogen phosphide, 1 ppm formaldehyde, 10 ppm hydrocyanic acid and 50 ppm ammonia have no effect on the indication. 5. Ethylene oxide: 0,1 ppm hydrogen phosphide, 1 ppm formaldehyde, 10 ppm hydrocyanic acid und 5 ppm methyl bromide have no effect on the indication. However, higher concentrations of formaldehyde cause an indication. Additional Information Even if the result of the simultaneous test is negative, there may still be other dangerous substances present. The simultaneous test is not designed for detecting explosion hazards. For this, we recommend continuous monitoring with the Dräger Pac Ex 2. The simultaneous test set cannot be re-used, even if the results of the test were negative. Flush the pump with air after use.
Note on G384: Luc: For liquified gas according to DIN 51621 (Propane/Butane)
Note on G385: lat: 0.5 Vol.% Methane 0.05 Vol.% Ethane give a discolouration of a few millimetres 0.05 Vol.% Propane Carbon monoxide is also indictaed.
Note on G386: lat: For qualitative detection of Methane. 0.5 Vol.% Methane give an indication of a few millimeters
Note on G387: lat: For qualitative detection, n = 20. Yellow to brown indication colour. Concentrations within the TLV range are not indicated.
Note on G388: lat: Halogene is a collective term for the substances fluorine, chlorine, bromine and iodine. Following possibilities for measurement can be provided: fluorine --- fluorine 0.1/a 81 01491 chlorine --- e.g. chlorine 0.2/a CH 24301 bromine --- e.g. chlorine 0.2/a CH 24301 iodine --- not measurable with test tubes. For additional information please look for the desired substance.
Note on G389: lat: For qualitative detection of higher concentrations. Measurements within the TLV range are only possible by sampling with activated carbon tubes. 2-Bromine-2-chlorine-1,1-trifluoroethane = Halothane NOTE: Do not use in explosion hazardours areas. Tube heats up during measurement.
Note on G390: lat: Number of Strokes (n): 10 Qualitative detection, detection level approx. 50 ppm
Note on G391: lat: est conditon: 20°C and 50% r.H. Halogenated Hydrocarbons 100/a: batch ARLN-0111 and ARMN-0131 concentraton of SF6 reading (mm) 100 ppm no reading 500 ppm approx. 3 mm 1000 ppm approx. 10 mm 2000 ppm approx. 15 mm Readings change at other temperatures or air humidities.
Note on G392: lat: For qualitative detection. Hexamethylentetramine decomposes to Formaldehyde and Ammonia.
Note on G393: lat: Number of strokes: n = 10 A qualitative measurement is possible. Detection limit at approx. 100 ppm.
Note on G394: lat: Number of strokes: n = 20 Evaluation: Concentration Indication n-Hexanol Evaluation on the iso-Propanol scale -------------------- --------------------------------------------------- 100 ppm 50 200 ppm approx. 200 500 ppm approx. 500
Note on G395: lat Number of strokes: n = 3 + 3 Desorption strokes Evaluation: Concentration Indication on the 1-Hexene tube scale ------------------- ---------------------- 5 ppm 5 ppm 20 ppm 15 ppm 25 ppm 20 ppm 50 ppm 40 ppm 60 ppm 50 ppm
Note on G398: lat: Stroke: n=5 only for estimate measurement Range of measurement: 1 - 25 ppm Evaluation: reading x 2 = ppm Hydrazin Relative standard deviation: ± 40 % No interference by Ammonia and Amines.
Note on G399: lat: Medium Range Strokes air 0.1 to 5 ppm 20 air 0.25 to 10 ppm 10 Ammonia and Amines are also indication, but with different sinsitivities. For specific hydrazine measurements the tube hydrazine 0.2/a (6733121) may be used.
Note on G400: lat: Hydrocarbons is a collective term for a multitude of organic compounds. The tube hydrocarbons 0.1%/b is suitable for measurement of Liquid gas according to DIN 51621 Butane Propane Acetylene Ethylene Further information can be found under the name of the substance.
Note on G401: lat: Hydrocarbons is a collective term for a multitude of organic compounds. The tube hydrocarbons 2 is suitable for measurement of motor gasoline (gasonine, preium gasoline) extraction gasoline kerosine Additional information can be found under the corresponding name of the substance.
Note on G402: lat: The scale on the tube applies to n-Octane. A multitude of other hydrocarbons and carbonmonoxide are also indicated, however, at different sensitivities.
Note on G403: lat: Hydrocarbons is a collective term for a multitude of organic compounds. The tube petroleum hydrocarbons 100/a is suitable for measurement of e.g. Hexane, Heptane, Octane, iso-Octane, Nonane. The scale on the tube applies to Octane. For all other substances each two measurment items are given in the instructions for use.
Note on G404: lat: Chlorinated hydrocarbons is a collective term for a multitude of organic compounds. For example: chloroform, perchloroethylene, trichloroethylene, trichloroethane and vinylchloride. The calibrated scale of the Dräger tube Chloroform 2/a is applicable to chloroform. Other chlorinated hydrocarbons are indicated, but with different sensitivities
Note on G405: lat: Chlorinated hydrocarbons is a collective term for a multitude of organic compounds. For example: chloroform, perchloroethylene, trichloroethylene, trichloroethane and vinylchloride. The calibrated scale of the Dräger tube Vinylchloride 0.5/b is applicable to vinylchloride. Other chlorinated hydrocarbons are indicated, but with different sensitivities.
Note on G406: lat: Chlorinated hydrocarbons is a collective term for a multitude of organic compounds. For example: chloroform, perchloroethylene, trichloroethylene, trichloroethane and vinylchloride. The calibrated scale of the Dräger tube Vinylchloride 1/a is applicable to vinylchloride. Other chlorinated hydrocarbons are indicated, but with different sensitivities.
Note on G407: lat: Chlorinated hydrocarbons is a collective term for a multitude of organic compounds. For example: chloroform, perchloroethylene, trichloroethylene, trichloroethane and vinylchloride. The mm- scale of the Dräger tube Halogenated Hydrocarbons 100/a is applicable to R113, R114, R11 and R22 and must be compare to the calibration curves. Other chlorinated hydrocarbons are indicated, but with different sensitivities.
Note on G408: lat: Chlorinated hydrocarbons is a collective term for a multitude of organic compounds. For example: chloroform, perchloroethylene, trichloroethylene, trichloroethane and vinylchloride. The calibrated scale of the Dräger tube Perchloroethylene 0.1/a is applicable to perchloroethylene. Other chlorinated hydrocarbons are indicated, but with different sensitivities.
Note on G409: lat: Chlorinated hydrocarbons is a collective term for a multitude of organic compounds. For example: chloroform, perchloroethylene, trichloroethylene, trichloroethane and vinylchloride. The calibrated scale of the Dräger tube Perchloroethylene 10/b is applicable to perchloroethylene. Other chlorinated hydrocarbons are indicated, but with different sensitivities.
Note on G410: lat: Measurement in air Chlorinated hydrocarbons is a collective term for a multitude of organic compounds. For example: chloroform, perchloroethylene, trichloroethylene, trichloroethane and vinylchloride. The calibrated scale of the Dräger tube Perchloroethylene 2/a is applicable to perchloroethylene. Other chlorinated hydrocarbons are indicated, but with different sensitivities.
Note on G411: lat: Chlorinated hydrocarbons is a collective term for a multitude of organic compounds. For example: chloroform, perchloroethylene, trichloroethylene, trichloroethane and vinylchloride. The calibrated scale of the Dräger tube Perchloroethylene 50/A is applicable to perchloroethylene. Other chlorinated hydrocarbons are indicated, but with different sensitivities.
Note on G412: lat: NOTE ! Number of strokes: n = 3 + 3 Desorption strokes Chlorinated hydrocarbons is a collective term for a multitude of organic compounds. For example: chloroform, perchloroethylene, trichloroethylene, trichloroethane and vinylchloride. The calibrated scale of the Dräger tube Trichlorethane 50/d is applicable to trichloroethane.Other chlorinated hydrocarbons are indicated, but with different sensitivities.
Note on G413: lat: Chlorinated hydrocarbons is a collective term for a multitude of organic compounds. For example: chloroform, perchloroethylene, trichloroethylene, trichloroethane and vinylchloride. The calibrated scale of the Dräger tube Trichlorethylen 2/a is applicable to trichloroethylene. Other chlorinated hydrocarbons are indicated, but with different sensitivities.
Note on G414: lat: Chlorinated hydrocarbons is a collective term for a multitude of organic compounds. For example: chloroform, perchloroethylene, trichloroethylene, trichloroethane and vinylchloride. The calibrated scale of the Dräger tube Trichlorethylene 50/a is applicable to trichloroethylene. Other chlorinated hydrocarbons are indicated, but with different sensitivities.
Note on G415: Luc: Hydrocarbons is a collective term for a multitude of organic compounds. The tube hydrocarbons 0.1%/b is suitable for measurement of liquid gas according to DIN 51621 Butane Propane Acetylene Ethylene Further information are to be found under the respective substances.
Note on G416: Luc: Hydrocarbons is a collective term for a multitude of organic compounds. The tube hydrocarbons 2 is suitable for measurement of Gasoline (regular petrol, premium petrol) Extraction petrol Kerosene Further information are given under the respective substances.
Note on G417: Luc: The scale on the tube applies to n-Octane. A multitude of other hydrocarbons and carbon monoxide are also indicated, however, at different sensitivities.
Note on G418: Luc: Hydrocarbons is a collective term for a multitude of organic compounds. The tube petrol hydrocarbons 100/a is suitable for measurement of e.g.: Hexane Heptane Octane iso-Octane Nonane The scale on the tube applies to Octane. For other substances each two measurement items are indicated in the instructions for use.
Note on G419: lat: For qualitative detection of halogenated hydrocarbons and for measurement of R 11, R 22, R 113 und R 114. Min. 20 Vol.% oxygen must be present. NOTE: Do not use in explosion hazardous areas. Tube heats up during measurement. Halogenated hydrocarbons is a collective term for a multitude of organic compounds at which the hydrogen atoms were partly respectively entirely be replaced by chlorine, fluorine or bromine. This includes the following substances, e.g. Trichloroethylene, Perchloroethylene, Methylbromide but also the FCHs.
Note on G420: Luc: When connecting an activated detection tube (8101141) an extension of the measuring range is possible as follows: Measuring range: 0.01 - 0.03 vol% (100 - 300 ppm) --------------------------------------------------------------------- Number of strokes: n = 50 Evaluation: Indication divided by 60 = vol% H2 (applies only to a scale range 0.6 - 2.0 Vol%) relative standard deviation.: ± 50% Measuring range: 0.02 - 0.15 vol% (200 - 1500 ppm) ---------------------------------------------------------------------- Number of strokes: n = 10 Evaluation: Indication divided by 10 = vol% H2 (applies only to a scale range of 0.2 - 1.5 vol%) relative standard deviation.: ± 50%
Note on G421: Luc: When connecting a carbon pre-tube (CH 24101) an extension of the measuring range is possible as follows: 0.025 to 0.15 vol% ------------------------- Number of strokes: n = 50 Evaluation: Indication divided by 20 = vol% H2 relative standard deviation: ± 50% 0.2 to 0.4 vol% -------------------- Number of strokes: n = 20 Evaluation: Concentration Indication on the H2 0,5/a tube -------------------- ----------------------------------------- 0.2 vol% 1.0 vol% 0.4 vol% 2.0 vol% relative standard deviation: ± 30%
Note on G422: Luc: Important! Number of strokes: n = 1 + 2 desorptions strokes in air Number of strokes: n = 10 Reading divided by 2 = Vol. % Standard deviation: ± 25 %
Note on G423: Luc: The scale on the tube applies to n=10 strokes. The number of strokes can be arbitrarily varied between n=1 and n=100. Measuring range No. of Evaluation Standard strokes deviation ---------------------- ----------- ---------------------------- -------------- 0.02 to 0.5 ppm n=100 Indication : 10 = ppm 30% 0.2 to 5 ppm n=10 Indication = ppm 5-10% 2 to 50 ppm n=1 Indication x 10 = ppm 5-10%
Note on G425: Luc: The scale on the tube is valid for n=10 strokes. The number of strokes can be arbitrarily varied between n=1 and n=100 Measuring range No. of Evaluation standard strokes deviation ----------------------- ---------- ----------------------------- ------------ 0.05 to 1.5 ppm n=100 indication : 10 = ppm 30% 0.5 to 15 ppm n=10 indication = ppm 5-10% 5 to 150 ppm n=1 indication x 10 = ppm 5-10%
Note on G426: Luc: The scales on the tubes are valid n=1 and n=10 strokes. Measuring range extension up to n=100 is possible.
Note on G427: Luc: - 500 ppm hydrochloric acid, 500 ppm SO2, 500 ppm Ammonia or 100 ppm AsH3 do not interfere with the indication. - Methylmercaptane and Ethylmercaptane change the entire indicating layer to pale yellow and extend the mixture by H2S the indication by approx. 30%
Note on G428: Luc: Strokes: 10 Evaluation: reading : 10 = ppm Relative Standard Deviation: ± 20%
Note on G429: Luc: Range Strokes Evaluation rel. St. Dev. --------------------- ------------ -------------------------- --------------- 0,2 to 4 Vol% 10 Reading : 10 = Vol% ± 35 % 0,4 to 8 Vol% 5 Reading : 5 = Vol% ± 35 % 1 to 20 Vol% 2 Reading : 2 = Vol% ± 35 % 2 to 40 Vol% 1 Reading = Vol% ± 5 bis 10 %
Note on G432: Luc: The scale on the tube applies on n=10 strokes. The number of strokes can be arbitrarily varied between n=1 and n=100 strokes. Range of measurement Strokes Evaluation -------------------------------- ---------- ----------------------------- 0.5 to 6 ppm n=100 Indication : 10 = ppm 5 to 60 ppm n=10 Indication = ppm 50 to 600 ppm n=1 Indication x 10 = ppm
Note on G433: Luc: Concentration HóS No. of Length and colour of indication strokes ------------------------- ----------- ------------------------------------------ 2 ppm 5 1-3 mm green
Note on G434: lat: For qualitative detection. Decomposition product is ammonia.
Note on G435: lat: For qualitative detection. Decomposition product is ammonia.
Note on G436: lat: Number of Strokes (n): 1 Evaluation: reading x 2 = ppm iso-Hexane.
Note on G437: lat: For qualitative detection, n = 10. Detection limit approx. 50 ppm Quantitative measurements within the TLV range are only possible by sampling using activated carbon tube or ORSA.
Note on G438: lat: For qualitative detection, n = 10 Detection limit approximately 100 ppm Quantitative measurements within the OEL range are only possible by sampling with activated carchoal tubes or ORSA.
Note on G439: lat: Number of strokes: n = 20 Evaluation: Indication on the iso-Propanol-Scale --------------------------------------------------- = ppm iso-Butanol 2.5 (applies to a scale range of 100 to 2500 ppm)
Note on G440: lat: Isobutylamine is indicated at the same sensitivity. Isobutylamine = Isoaminobutane 1-Amino-2-methylpropane
Note on G441: lat: Isobutylamine is indicated at the same sensitivity. Isobutylamine = Isoaminobutane 1-Amino-2-methylpropane
Note on G442: lat: Concentration Indication on the iso-Octane tube n = 2 -------------------- ----------------------- 10 ppm 15 ppm 100 ppm 150 ppm 200 ppm 350 ppm
Note on G443: lat: n=10 Indication : 10 = ppm applies to the indication range 100 to 1000 ppm => 10 to 100 ppm iso-Octane n=2 indication concentration iso-Octane -------------- ---------------------------------- 600 ppm about 500 ppm 1500 ppm about 1000 ppm 2500 ppm about 1500 ppm
Note on G444: lat: Number of Strokes (n): 5 Concentration of Reading on Actrel 3356 D Petroleum Hydrocarbons 10/a (Customer Sample) --------------------------- ----------------------------------------- 50 ppm* 10 - 25 ppm 100 ppm* 25 - 50 ppm 350 ppm* 50 - 100 ppm * Base of Calculation: Molecular weight and density of n-undecan. Note: The concentration given in the table are valid with the assumption that the evaporated part of the cleaner is approximately the same composition as the liquid. If air contains a higher amount of volatile hydrocarbons than the liquid, the measurement result will be too high.
Note on G445: lat: Strokes: 10 Indication Concentration Petrol-HC 10/a Isopar G ---------------------- ------------------ 25 ppm 10 ppm 50 ppm 25 ppm 100 ppm 75 ppm 200 ppm 225 ppm Strokes: 5 Indication Concentration Petrol-HC 10/a Isopar G ---------------------- ------------------ 25 ppm 50 ppm 50 ppm 140 ppm 100 ppm 320 ppm 200 ppm 650 ppm Measurements were done with a sample of Isopar G. (Deutsche Exxon Chemical GmbH) Calculation based on: Molecular Weight: 144 g /mol Density: 0.74 g/ml (20°C) The concentration given in the table are valid with the assumption that the evaporated part of Isopar G is approx. the same composition as the liquid. If air contains a higher amount of volatile hydrocarbons than the liquid, the measurement results will be too high.
Note on G446: lat: Strokes: 10 Indication Concentration Petrol-HC 100/a Isopar G ---------------------- ------------------ 100 ppm 30 ppm* 200 ppm 100 ppm* 300 ppm 200 ppm* 500 ppm 500 ppm* Measurements were done with a sample of Isopar G. (Deutsche Exxon Chemical GmbH) Calculation based on: Molecular Weight: 144 g /mol Density: 0.74 g/ml (20°C) The concentration given in the table are valid with the assumption that the evaporated part of Isopar G is approx. the same composition as the liquid. If air contains a higher amount of volatile hydrocarbons than the liquid, the measurement results will be too high.
Note on G447: lat: Number of strokes (n): 5 concentration of Reading on Actrel 3363D Petroleum Hydrocarbons 10/a (customer sample from Exxon) -------------------------- ------------------------------------------ 50 ppm* 10 - 25 ppm 100 ppm* 25 - 50 ppm 350 ppm* 50 - 100 ppm * Base of Calculation: Molecular weight and density of n-undecan. Note: The concentration given in the table are valid with the assumption that the evaporated part of the cleaner is approximately the same composition as the liquid. If air contains a higher amount of volatile hydrocarbons than the liquid, the measurement result will be too high
Note on G448: lat: t is possible to measure Isopar H with the Petroleum hydrocarbon tube 10/a. Please use following table to evalutate the indication of the tube. Concentration Isopar H Indication ot the Petroleum hydrocarbon 10/a (number of strokes 10) 10 ppm* 40 ppm 50 ppm* 90 ppm 100 ppm* 120 ppm 150 ppm* 140 ppm 200 ppm* 155 ppm 250 ppm* 170 ppm 300 ppm* 185 ppm * Calculation based on molweight of 166 g and density of 0.765 g/ml Standard deviation + 25 % Note: The concentration given in the table are valid with the assumption that the evaporated part of the Isopar H is approximatley the same compositon as the liquid. If air contains a higher amunt of volatile hydrocarbons than the liquid, the measurement results will be too high.
Note on G449: lat: The following calibration table applies: Indication Concentration Petrol-HC 100/a Isopar H ---------------------- -------------------- n=14 500 ppm 140 ppm 600 ppm 250 ppm 800 ppm 500 ppm 000 ppm 1000 ppm Relative standard deviation: 40 to 50%
Note on G450: lat: For qualitative detection. Detection limit at n=10 approx. 0.5 mg/L Isopar M is a mixture of different volatile hydrocarbons.
Note on G451: lat: Number of strokes: n=3 + 3 Desorption strokes Indication Concentration Chloroprene 5/a Isoprene ---------------------- ------------------- 15 ppm 10 ppm 40 ppm 30 ppm Isoprene = 2-Methyl-1,3-butadiene
Note on G452: lat: Number of strokes: n=20 Evaluation: Indication on Concentration Ethylglykolacetate 50/a 2-Propanol -------------------------------- ------------------- 50 ppm 15 ppm 100 ppm 40 ppm
Note on G453: lat: 2-Propanol is indicated at the same sensitivity. 2-Propanol = Isopropanol = IPA = Isopropylalkohol
Note on G454: lat: For measurement of Methanol, Ethanol, Isopropanol, n-Butanol There are two scales on the tube, one for methanol and one for isopropanol. The instructions for use includes two tables for evaluation of the ethanol and n-butanol measurement.
Note on G455: lat: Isobutylamine is indicated at the same sensitivity. Isobutylamine = Isoaminobutane 1-Amino-2-methylpropane
Note on G456: lat: 1-Aminopropane and 2-Aminopropane are indicated at the same sensitivity as triethylamine. 1-Aminopropane = Propylamine 2-Aminopropane = Isopropylamine
Note on G457: lat: 2-Propanthiol (iso-Propylmercaptane, IPM) will be indicated with the Mercaptan 0.1/a tube with the same sensitivity as Ethylmercaptan
Note on G458: lat: 2-Propanthiol (iso-Propylmercaptane, IPM) will be indicated with the Mercaptan 0.5/a tube (n=20) with the same sensitivity as Ethylmercaptan.
Note on G459: lat: For qualitative detection. Detection limit unknown. The Dräger tube hydrocarbons 2 is suitable to determine hydrocarbon mixtures in air or technical gases within the boiliong range of 50 bis 200°C.
Note on G460: lat: for estimated measurements Calibration data were generated with a Kerosene sample (Esso-Tubo Fuel Jet A-1) by Lufthansa. Number of Strokes (n): 10 Concentration of Kerosene Reading on tube [mg/m³] Petroleum Hydrocarbons 10/a ------------------------------------ ------------------------------------------ 5 5 ppm 10 10 ppm 50 25 ppm 200 50 ppm
Note on G461: lat: For qualitative detection. Detection limit unknown, n = 10.
Note on G462: lat: The following calibration table applies, n = 18: Indication Concentration Libragloss -------------- ----------------------------------- 50 ppm 25 ppm 100 ppm 50 ppm 220 ppm 100 ppm 460 ppm 200 ppm
Note on G463: lat: concentration of Limonene reading on HCHO 0,2/a (n=20) 5 ppm 0,2 ppm 10 ppm 0,5 ppm 50 ppm 1,5 - 2 ppm 100 ppm > 2,5 ppm (the whole indicating layer discolored) Color of the indication: yellow Tests were done with different batches at approx. 22°C and 50 % relative humidity
Note on G464: lat: Number of strokes: n=40 The following calibration table is valid: Indication Concentration Maragloss -------------- ---------------------------------- 50 ppm 50 ppm 70 ppm 100 ppm 110 ppm 200 ppm
Note on G465: lat: Number of strokes: n=40 The following calibration table applies: Indication Concentration Maragloss ------------- ---------------------------------- 50 ppm 50 ppm 70 ppm 100 ppm 110 ppm 200 ppm
Note on G466: lat: Number of strokes: n=25 The following calibration table is valid: Indication Concentration Maragloss GO -------------- --------------------------------------- 60 ppm 25 ppm 90 ppm 50 ppm 130 ppm 100 ppm 160 ppm 200 ppm
Note on G467: lat: Number of strokes: n=25 The following calibration table is valid: Indication Concentration Maragloss GO -------------- --------------------------------------- 60 ppm 25 ppm 90 ppm 50 ppm 130 ppm 100 ppm 160 ppm 200 ppm
Note on G468: lat: Number of strokes: n=30 The following calibration table is valid: Indication Concentration Maraplak MM -------------- -------------------------------------- 40 ppm 25 ppm 60 ppm 50 ppm 90 ppm 100 ppm 130 ppm 200 ppm
Note on G469: lat: Number of strokes: n=30 The following calibration table is valid: Indication Concentration Maraplak MM -------------- -------------------------------------- 40 ppm 25 ppm 60 ppm 50 ppm 90 ppm 100 ppm 130 ppm 200 ppm
Note on G470: lat: Number of strokes: n=30 The following calibration table is valid: Indication Concentration Marapur PU -------------- ------------------------------------- 50 ppm 25 ppm 100 ppm 100 ppm 160 ppm 200 ppm
Note on G471: lat: Number of strokes: n=30 The following calibration table is valid: Indication Concentration Marapur PU -------------- ------------------------------------- 50 ppm 25 ppm 100 ppm 100 ppm 160 ppm 200 ppm
Note on G472: lat: Number of strokes: n=40 The following calibration table is valid: Indication Concentration Marastar SR ------------- ------------------------------------ 50 ppm 50 ppm 80 ppm 100 ppm 100 ppm 200 ppm
Note on G473: lat: Number of strokes: n=40 The following calibration table is valid: Indication Concentration Marastar SR ------------- ------------------------------------ 50 ppm 50 ppm 80 ppm 100 ppm 100 ppm 200 ppm
Note on G474: lat: Number of strokes: n=30 The following calibration table is valid: Indication Concentration Marapoxy Y new -------------- ------------------------------------------ 50 ppm 100 ppm 80 ppm 200 ppm
Note on G475: lat: Number of strokes: n=30 The following calibration table is valid: Indication Concentration Marapoxy Y new -------------- ------------------------------------------ 50 ppm 100 ppm 80 ppm 200 ppm
Note on G476: lat: Number of strokes: n = 20 Measuring range: 0.8 to 16 ppm Evaluation: Indication x 0,8 = ppm m-Kresol
Note on G477: lat: Butyl mercaptan is indicated at approximately the same sensitivity.
Note on G478: lat: Butylmercaptane is indicated at approximately the same sensitivity.
Note on G479: lat: Medium Range Strokes air 0,1 bis 2,5 ppm 10 air 3 to 15 ppm 2
Note on G480: lat: Methyl mercaptan, ethyl mercaptan, propyl mercaptan and butyl mercaptan are indicated at the same sensitivity. 0,1 to 1 ppm n=100 indication : 5 = ppm 0,5 to 5 ppm n=20 indication = ppm 2 to 20 ppm n=5 indication * 4 = ppm 1 to 10 ppm n=10 indication * 2 = ppm
Note on G481: lat: Medium Range Strokes air 2 to 10 ppm 100 air 20 to 100 ppm 10 air 200 to 1000 ppm 1
Note on G482: lat: Number of strokes n=10 Concentration Indication Mercaptane 20/a Phenylmercaptane -------------------------- ------------------------------------- 20 ppm 15 - 18 ppm 60 ppm 40 ppm 100 ppm 60 ppm Number of strokes n=100 Concentration Indication Mercaptane 20/a Phenylmercaptane ------------------------- ------------------------------------ 2 ppm 15 - 18 ppm 6 ppm 40 ppm 10 ppm 60 ppm
Note on G483: lat: Number of strokes: n=20 Standard deviation: ± 30 to 40 % Evaluation: indication x 3 = ppm methyl methacrylate (applies to tube range from 5 to 50) Number of strokes: n=10 Standard deviation: ± 50 % Evaluation: Indication on Concentration of Methylacrylate 5/a Methyl methacrylate ------------------------- --------------------------- 10 ppm 200 ppm 20 ppm 500 ppm 50 ppm 700 ppm
Note on G484: lat: Number of strokes: n=20 Indication: Concentration Indication Ethylmethacrylate Methylacrylate 5/a ------------------------ ------------------------- 100 ppm 10 ppm 200 ppm 20 ppm 400 ppm 50 ppm
Note on G485: lat: Methanol and ethanol are indicated at the same sensitivity. Methylalkohol = Methanol
Note on G486: lat: For measurement of Methanol, Ethanol, Isopropanol, n-Butanol There are two scales on the tube, one for methanol, one for isopropanol. The instructions for use included two tables for evaluation of the ethanol and n-butanol measurement.
Note on G487: lat: For qualitative detection. Quantitative measurement within the TLV range is only possible by sampling with an activated carbon tube and subsequent analysis.
Note on G488: lat: Number of strokes: 10 For estimated measurements: Concentration Indication Acetone 100/b ------------------- ---------------------------------- 100 ppm approx. 100 ppm 500 ppm approx. 250 ppm 1000 ppm approx. 500 ppm 5000 ppm approx. 1300 ppm
Note on G489: lat: Evaluation: Indication x 1.6 ppm (applies to a scale range of 100 to 3000 ppm). n = 10
Note on G490: lat: Number of strokes: n=10 Evaluation: Indication x 1.3 = ppm Methylpropylketone Methylpropylketone = 2-Pentanone = Pentane-2-on
Note on G491: lat: Concentration of i-butane Strokes --------------------------------- ---------- 1600 ppm 2 1200 ppm 3 700 ppm 4 500 ppm 5 400 ppm 6 300 ppm 8 200 ppm 11 100 ppm 21 Relative Standard Deviation: ± 30%
Note on G492: lat: Methylpropane = Isobutane Strkes: 5 Evaluation: reading x 2 = ppm i-butane (valid for the range of scale: 100 to 400 ppm) Range of measurement: 200 to 800 ppm Relative Standard Deviation: ± 20% Strkes: 10 Evaluation: reading = ppm i-butane (valid for the range of scale: 100 to 600 ppm) Range of measurement: 100 to 600 ppm Relative Standard Deviation: ± 20%
Note on G493: lat: Short-term tube: Acetaldehyde 100/a Number of strokes: n = 20 Evaluation: Indication: 2 = ppm tert-Butanol Indication colour: green-brownish tert-Butanol = 2-Methyl-2-propanol
Note on G494: lat: concentration of the tests gas: 10 ppm methyl acrylonitrile / 50 % r.H. / 22°C reading at ACN 0,5/a (n=10) approx. 3- 6 ppm (dependent on the batch)
Note on G495: lat: concentration of the tests gas: 10 ppm methyl acrylonitrile / 50 % r.H. / 22°C reading at ACN 5/b (n= 3) approx 5 ppm
Note on G496: lat: Number of Strokes (n): 20 Concentration of Reading on Alcohol 25/a Tube Dimethoxymethane (Methanol Scale) ------------------------- ----------------------------------------- 200 ppm 1000 ppm 400 ppm 2000 ppm 600 ppm 3000 ppm 800 ppm 4000 ppm 1000 ppm 5000 ppm
Note on G497: lat: Substance: Methylamine Tube: Ammonia 0.5%/a Range of measurement: 0.25 Vol % to 3 Vol % stroke: 5 + 1 desorption stroke concentration of methylamine reading on the tube Ammonia 0.5%/a 0.25 Vol % 0.5 to 1.0 Vol % 0.5 Vol % 1.0 to 2.0 Vol % 1.0 Vol % 2.0 to 4.0 Vol % 2.0 Vol % 5.0 to 7.0 Vol % 3.0 Vol % 7.0 to 9.0 Vol %
Note on G498: lat: Methylamine is indicated at the same sensitivity.
Note on G499: lat: Measurement at 100 ppm Methyl bromoacetate Tube Batch Number of strokes Result Acetaldehyde 100/a LC-0123 20 approx. 45 ppm MK-0151 20 approx. 60 ppm Measurement at 500 ppm Methyl bromoacetate Tube Batch Number of strokes Result Acetaldehyde 100/a LC-0123 20 approx. 95 ppm MK-0151 20 approx. 170 ppm
Note on G500: lat: Measurement at 100 ppm Methyl bromoacetate Tube Batch Number of strokes Result Ethylacetate 200/a MJ-0101 10 approx. 30 ppm
Note on G501: lat: Measurement at 500 ppm Methyl bromoacetate Tube Batch Number of strokes Result Ethylglycolacetate 50/a HN-0101 5 approx. 700 ppm 10 beyond measurement range
Note on G502: lat: Measurement at 100 ppm Methyl bromoacetate Tube Batch Number of strokes Result Alcohol 25/a NC-0161 10 approx. 50 ppm MN-0141 10 approx. 150 ppm Measurement at 500 ppm Methyl bromoacetate Tube Batch Number of strokes Result Alcohol 25/a NC-0161 10 approx. 400 ppm MN-0141 10 approx. 300 ppm
Note on G503: lat: Measurement at 500 ppm Methyl bromoacetate Tube Batch Number of strokes Result Vinyl Chloride 0,5/b NB-0241 approx. 2.5 ppm MN-0141 5 approx. 4.8 ppm
Note on G504: lat: Measurement at 500 ppm Methyl bromoacetate Tube Batch Number of strokes Result Diethylether 100/a MJ-0101 10 approx. 100 ppm KD-0081 10 approx. 100 ppm
Note on G505: lat: Measurement at 500 ppm Methyl bromoacetate Tube Batch Number of strokes Result Perchloroethylene 0.1/a ML-0061 3 no reading 9 approx. 0.1 ppm
Note on G506: lat: Measurement at 500 ppm Methyl bromoacetate Tube Batch Number of strokes Result Perchloroethylene 2/a MM-0241 5 approx. 1 ppm
Note on G507: lat: 10 ppm methyl chloroacetate give on the Alcohol 25/a a reading of approx. 25 ppm. The tests were done with 10 strokes and were evaluated on the Methanol scale. The tubes have had the batch numbers NC-0161 and MM-0151 Ambient conditions: 9 mg H2O / L and 20 °C
Note on G508: lat: Number of strokes: n=10 Evaluation: Indication x 2 = ppm Methylcyclohexane
Note on G509: lat: Methylhydrazine is indicated at approximately the same sensitivity.
Note on G510: lat: Number of strokes: n=10 Evaluation: Indication x 1.3 = ppm
Note on G511: lat: Measuring Range : 0.1 to 2.5 ppm / 3 to 15 ppm Number of Strokes (n) : 10 / 2 Time for Measurement : approx. 3 minutes / approx. 40 s Standard Deviation : ± 10 to 15 % Colour Change : yellow --> red Ambient Operating Conditions Temperature : 5 to 40 °C Absolut Humidity : 2 to 40 mg/L (corresp. 80% r.h. at 40°C) Reaction Principle 2 R-SH + HgCl2 --> Hg (CH3S)2 + 2 HCl HCl + pH-indicator --> red reaction product Cross Sensitivity Propyl mercaptan and n-butyl mercaptan are indicated, however, with less sensitivity. 4 ppm ethylene, 30 ppm CO, 10 ppm tetrahydrothiophene and 100 ppm H2S do not interfere with the reading. H2S changes the pre-layer to black. Additional Information The first unnumbered scale mark on the 10 stroke scale corresponds to 0.1 ppm. With 20 strokes result 0.05 ppm Mercaptan a reading of approx. 0.1 ppm.
Note on G512: lat: Methyl mercaptan, ethyl mercaptan, propyl mercaptan and n-butyl mercaptan are indicated at the same sensitivity. n=100 indication : 5 = ppm 0.1 to 1 ppm +/- 30% n=20 indication = ppm 0.5 to 5 ppm +/- 10-15% n=5 indication x 4 = ppm 2 to 20 ppm +/- 10-15%
Note on G513: lat: Medium Range Strokes air 2 to 10 ppm 100 air 20 to 100 ppm 10 air 200 to 1000 ppm 1
Note on G514: lat: In the range of 10 to 100 ppm methylstyrene is indicated at the same sensitivity. Up to now only p-methylstyrene has been tested. m-Methylstyrene probably reacts at the same sensitivity. Methylstyrene = Vinyltoluene
Note on G517: lat: 1 to 30 ppm n=100 indication (n=10 Scale) : 10 = ppm 10 to 300 ppm n=10 indication (n=10 Scale) = ppm 100 to 3000 ppm n=1 indication (n=1 Scale) = ppm A carbon pre-tube (CH 24101) should be connected in the presence of hydrocarbons.
Note on G520: lat: The scale on the tube applies to n=10 strokes. Measuring range Number of Evaluation strokes ----------------------- -------------- ----------------------------- 2 to 60 ppm n=10 Indication = ppm 10 to 300 ppm n=2 Indication x 5 = ppm A carbon pre-tube (CH 24101) should be connected in the presence of hydrocarbons.
Note on G521: lat: 0.5 to 15 ppm n=100 Indication (n=10 Scale) : 10 = ppm 5 to 150 ppm n=10 Indication (n=10 Scale) = ppm 100 to 700 ppm n=2 Indication (n=2 Scale) = ppm A carbon pre-tube (CH 24101) should be connected in the presence of hydrocarbons.
Note on G522: lat: The scale on the tube applies to CO measurements in H2/N2 mixtures with more than 95% hydrogen. 95% H2 + 5% N2 Indication = ppm CO 75% H2 + 25% N2 Indication x 1.5 = ppm CO (applies to indication range of 40 to 150 ppm) 66% H2 + 34% N2 Indication x 2 = ppm CO (applies to indication range of 40 to 150 ppm) Range of measurement: 120 to 1200 ppm Strokes: 1 Evaluation: reading x 15 = ppm (only valid for the range of scale: 8 to 100 ppm) Relative Standard Deviation: ± 40%
Note on G523: lat: Concentration CO No. of Length and colour of strokes indication ------------------------ ---------- -------------------------------------- 5 ppm 5 1-3 mm brownish-green 100 ppm 5 about 10 mm brownish-green high conc.(above 5 brownish discoloured 1 Vol.%
Note on G524: lat: For qualitative detection. Detection limit unknown.
Note on G525: lat: For qualitative detection. Detection border not known.
Note on G526: lat: Number of strokes: n=5 Evaluation: Indication Concentration Multidyn L150 -------------- --------------------------------------- 200 ppm 500 mg/m3 300 ppm 1000 mg/m3 400 ppm 2000 mg/m3 700 ppm 3900 mg/m3
Note on G527: lat: Number of strokes: n=5 Evaluation: Indication Concentration Multidyn L160 ------------- --------------------------------------- 200 ppm 500 mg/m3 300 ppm 1000 mg/m3 400 ppm 2000 mg/m3 500 ppm 4000 mg/m3
Note on G528: lat: Concentration Xylene No. of Length and colour of strokes indication ----------------------------- ----------- ------------------------------- 10 ppm 5 1-3 mm purple 500 ppm 5 about 10 mm brownish above liquid 5 about 10 mm brownish
Note on G529: lat: m-Xylene is indicated at approximately the same sensitivity.
Note on G530: lat: o-Xylene m-Xylene are detected with the same sensitivity. p-Xylene
Note on G531: lat: Measuring range extension: Measuring No. of Evaluation rel. Standard range strokes deviation --------------------- ----------- ------------------------------ ------------------- 10 - 400 ppm 5 Indication = ppm ± 20 - 30 % 300 - 1000 ppm 2 Indication x 2.5 = ppm ± 30 % (applies to tube range 100 to 400 ppm)
Note on G532: lat: Qualitative detection. Detection border unknown, n = 10.
Note on G533: lat: Qualitative detection. Detection border unknown, n = 10.
Note on G534: lat: Number of strokes: n=10 Evaluation: indication x 10 = ppm Measurements within the TLV range are impossible with detector tubes.
Note on G535: lat: N,N-Dimethylaniline is indicated at the same sensitivity. Indication colour: orange - russet Indication must be evaluated immediately.
Note on G536: lat: Number of Strokes (n): 10 Concentration of Reading on tube N,N-Dimethylethylamine --------------------------------- ----------------------- 0.2 ppm 0.25 ppm 0.4 ppm 0.5 ppm 0.75 ppm 1.0 ppm 1.5 ppm 2.0 ppm 2.0 ppm 3.0 ppm
Note on G537: lat: Dimethylethylamine is indicated at the same sensitivity.
Note on G538: lat: The scale on the tube applies to n=10 strokes. Measuring No. of Evaluation Standard range strokes deviation -------------------- ----------- ----------------------------- --------------- 2.5 - 10 ppm n=30 indication : 4 = ppm 20 to 30% 10 - 40 ppm n=10 indication = ppm 20 to 30% 20 - 80 ppm n=5 indication x 2 = ppm 50% 100 - 400 ppm n=1 indication x 10 = ppm 50%
Note on G539: lat: Qualitative detection - detection border is unknown. The tube Hydrazine 0.2/a (6733121) is unsuitable. 1,1-Dimethylhydrazin gives only weak and diffuse indications.
Note on G540: lat: Qualitative detection, n = 10.
Note on G541: lat: Number of Strokes (n): 10 Evaluation: reading x 4 = ppm N,N-Dimethylisopropylamine N,N-Dimethylisopropylamin = 2-Dimethylamino-propan
Note on G542: lat: For qualitative detection. Detection border unknown, n = 10.
Note on G543: lat: Measurement in air For qualitative detection. Calibration data are not available yet, however, can be obtained on request.
Note on G544: lat: Number of Strokes (n): 10 Qualitative detection Detection limit approx. 1 ppm
Note on G545: lat: For qualitative detection, n = 10. Calibration data are not available yet
Note on G546: lat: For qualitative detection. Detection limit at approx. 100 ppm (n=10)
Note on G547: lat: For qualitative detection, n = 5. 0.5 ppm Naphthalene = a pale blue indication of 3 - 4 mm 10 ppm Naphthalene = a rich bluish-grey indication up to 10 ppm graduation mark on the scale.
Note on G548: lat: The following calibration table applies: n=10 Indication Concentration Nappar 10 -------------- ---------------------------------- 300 ppm 200 ppm 400 ppm 300 ppm 600 ppm 600 ppm 800 ppm 1200 ppm
Note on G549: lat: The following calibration table applies: n=10 Indication Concentration Nappar 11 ------------- --------------------------------- 300 ppm 180 ppm 400 ppm 250 ppm 600 ppm 500 ppm 800 ppm 1000 ppm
Note on G550: lat: The following calibration table applies: n=1 Indication Concentration Nappar 6 -------------- -------------------------------- 100 ppm 260 ppm 200 ppm 500 ppm 500 ppm 1000 ppm
Note on G552: lat: Concentration No. of Length and colour of Butane strokes indication ------------------------- ---------- --------------------------------------- 100 ppm 5 about 10mm pale green (stained) high conc. (above 5 brownish-green discoloured 1 Vol.%)
Note on G553: lat: 1-Aminobutane and 2-Aminobutane are indicated at approximately the same sensitivity as Cyclohexylamine. Aminobutane = Butylamine
Note on G554: lat: 1-Aminobutane and 2-Aminobutane are indicated at the same sensitivity as Triethylamine. Butylamine = Aminobutane
Note on G555: lat: Number of strokes: n = 2 Evaluation: Concentration Indication on the n-Decan tube scale ------------------- ----------------------- 10 ppm 10 ppm 40 ppm 25 ppm 100 ppm 50 ppm 200 ppm 70 ppm
Note on G556: lat: Number of strokes: n = 2 Evaluation: Concentration Indication on the n-Dodecane tube scale ------------------- ----------------------- 50 ppm 10 ppm 400 ppm 25 ppm
Note on G557: lat: The scale on the tube applies for n-Hexane. Only for estimated measurement Number of strokes: n=6 indication concentration n-Heptane --------------------- ---------------------------------- approx. 100 ppm 200 ppm approx. 300 ppm 1000 ppm
Note on G558: lat: Number of strokes: n=2 Evaluation: Indication * 0.7 = ppm n-Heptane
Note on G559: lat: The scale on the tube applies to n-Octane. Only for estimated measurement Nunber of strokes: n=2 Indication Concentration n-Heptane ------------------ ----------------------------------- 100 - 300 ppm 100 ppm 300 - 500 ppm 200 ppm 1000-2000 ppm 500 ppm
Note on G560: lat: The scale on the tube applies to n=6 strokes. measuring range number of strokes evaluation ----------------------- ------------------------ ------------------- 100 to 3000 ppm n= 6 indication = ppm 50 to 1500 ppm n=11 indication : 2 = ppm
Note on G561: lat: Number of strokes: n=2 Evaluation: Indication * 0.5 = ppm n-Hexane Reference to Indoor-Measurement: Origin of Hexane: dyes, paints, adhesives, solvents
Note on G562: lat: Measuring range: 20 to 200 ppm Number of strokes: n=5 Evaluation: Indication divided by 5 = ppm n-Hexane (applies to a scale value of 1000)
Note on G563: lat: Number of strokes: n = 250 Evaluation: colour standard "0.25" equals 0.1 mg/m³ "0.5" equals 0.2 mg/m³ "1.0" equals 0.4 mg/m³
Note on G565: LAT: Nitrothinner is a solvent mixture to dilute nitro laqcuers. The composition depends on the manufacturer. Main ingredients are ester, ketones and alcohols. A qualitative detection is possible using the tube Ethylacetate 200/a. Determination of concentrations are only possible by sampling using the activated carbon tube.
Note on G566: Luc: For qualitative detection, n = 20. Concentrations within the MAK (maximum workplace concentration) range cannot be detected. Nitroglycerin = Glycerol trinitrate
Note on G567: Luc: For qualitative detection. Detection limit unknown, n = 10.
Note on G568: Luc: For qualitative detections. Detection limit unknown, n = 10.
Note on G569: Luc: 10 ppm N-Methylaniline result in a light green indication of approximately 4 ppm, n = 20.
Note on G570: Luc: N-Methyldiethylamine is indicated at approximately the same sensitivity.
Note on G571: Luc: Number of strokes: n = 2 Evaluation: Indication x 1,2 = ppm n-Nonane (only valid for the range of scale: 10 - 100 ppm)
Note on G572: Luc: The scale on the tube applies to n-Octane. Indication Concentration n-Nonane -------------- ---------------------------------- n=2 200 - 300 ppm 500 ppm 300 - 500 ppm 1000 ppm
Note on G574: lat: Short-term tube: Petroleum hydrocarbons 10/a Number of strokes: n = 10 Evaluation: Concentration n-Octane Indication Petroleum-HC 10/a -------------------------------- ---------------------------------------- 1 ppm approx. 15-20 ppm 5 ppm approx. 50 ppm 10 ppm approx. 75 ppm 15 ppm approx. 100 ppm
Note on G575: lat: The scale on the tube applies to n=2 strokes. Measurement Number of Evaluation Standard range strokes deviation ---------------------- -------------- --------------------- ---- ------------ 100 to 2500 ppm n=2 Indication 10-15% = ppm n-Octane 10 to 100 ppm n=10 Indication :10 20% = ppm n-Octane (applies to a scale range of 100 to 1000)
Note on G577: Luc: For qualitative detection only, n = 20. At 20 °C the ambient air may contain max. approx. 170 ppm n-Octanol. At 30 °C the ambient air may contain max. approx. 560 ppm.
Note on G578: Luc: Number of strokes: n = 2 Evaluation: Concentration Indication n-Pentane Petroleum hydrocarbons 100/a ------------------- ----------------------------------------- 100 ppm 70 to 100 ppm 500 ppm 800 to 1000 ppm 900 ppm 2000 to 2500 ppm
Note on G580: Luc: For qualitative detection, n = 10 Calibration data are not yet available. Alcohol 100/a (CH29701) and Methanol 50/a (6728941) may also be used for a qualitative detection, however, react less sensitive than the tube Ethylglykolacetate 50/a.
Note on G581: Luc: Number of strokes: n = 20 Evaluation: Concentration Indication n-Pentanol iso-Propanol Scale -------------------- -------------------------- 100 ppm 150 ppm 200 ppm 250 ppm 500 ppm 600 ppm 1000 ppm 1200 ppm 2000 ppm 2200 ppm
Note on G582: Luc: n-Propanol is indicated at the same sensitivity. Propanol-1 = n-Propanol = Propylalcohol
Note on G583: Luc: The tube Toluene 5/b will indicate n-Propyl benzene with the same sensitivity.
Note on G584: Luc: Phenol 1/b or Phenol 5/a can be used for qualitative detection, n = 20. Detection limits are unknown.
Note on G585: Luc: Number of strokes: n = 20 Measuring range: 1.1 to 22 ppm Evaluation: Indication x 1.1 = ppm o-Kresol
Note on G586: lat: Number of strokes: n=3 + 3 Desorption strokes Evaluation: Indication on Concentration Chloroprene 5/a 1-Octene ---------------------- ------------------- 5 ppm 20 ppm 10 ppm 100 ppm 15 ppm 250 ppm 20 ppm 500 ppm 25 ppm 800 ppm 30 ppm 1000 ppm
Note on G587: Luc: For measurement of propylene and buytlene. measuring range LEL ---------------------- ----------- Propylene 0.06 to 3.2 Vol.% 2 Vol.% Butylene 0.04 to 2.4 Vol.% 1.6 Vol.% Other Olefines are also indicated, however, at different sensitivities.
Note on G588: Luc: For qualitative detection. Detection limit: approx. 1 mg/m³
Note on G589: Luc: o-Toluidine = 2-Methylaniline = 2-Amino-2-methylbenzene
Note on G590: Luc: Concentration NO No. of Length and colour of indication strokes ------------------------------ ----------- ------------------------------------------- 50 ppm 5 about 10 mm brownish-green high conc. (above 1%) 5 discoloured, brownish with a bleaching effect.
Note on G591: Luc: The sum of nitrogen monoxide (NO) and nitrogen dioxide (NO2)is indicated. A NO determination is possible as follows: a) Measurement of the sum of NO+NO2 with Nitrous gases 0.5/a (CH29401) b) NO2-Measurement with nitrogen dioxide 0.5/c (CH30001) c) Difference between indication a) and indication b) equals ppm NO
Note on G592: Luc: The sum total of nitrogen monoxide (NO) and nitrogen dioxide (NO2) is indicated.
Note on G593: Luc: The sum total of nitrogen monoxid (NO) and nitrogen dioxide (NO2) is indicated. NO determination is possible as follows: a) measurement of the sum of NO+NO2 with Nitrous Fumes 2/a (CH31001) b) NO2 measurement with Nitrogen Dioxide 2/c (6719101) c) difference between indication a) and indication b) equals ppm NO
Note on G594: Luc: The sum total of nitrogen monoxide (NO) and nitrogen dioxide (NO2) is indicated.
Note on G595: lat: For estimated measurements of mesityloxide the tube Alcohol 25/a may be used. Number of strokes: n=10 Concentration Indication on the tube Mesityloxide Alcohol 25/a (iso-Propanol-Scale) ------------------- ------------------------------- 25 ppm approx. 50 ppm 100 ppm approx. 50 - 70 ppm 500 ppm approx. 300 - 700 ppm
Note on G596: lat: Number of strokes: n=20 Evaluation: indication x 4 = ppm Indication colour: reddish-orange running to yellow 1,2-Epoxypropane = Propylenoxide, Propenoxide, Methyloxirane The detection limit of propylene oxide with the Activation tube / Ethylene Oxide 1/a tube combination and n=100 is approx. 1 ppm.
Note on G597: lat: Number of Strokes (n): 30 Concentration Indication on 1,2-Epoxypropane Ethylenoxide 25/a ------------------------- ------------------------- 50 ppm approx. 25 ppm 100 ppm approx. 50 ppm 250 ppm approx. 100 ppm 500 ppm approx. 150 ppm 1000 ppm approx. 250 ppm 2000 ppm approx. 350 ppm Colour Change: pale yellow -> greenish - gray 1,2-Epoxypropane = Propylenoxide, Propenoxide, Methyloxirane
Note on G598: lat: The scale on the tube applies to n=20 strokes. Measuring No. of Evaluation Standard range strokes deviation --------------- ---------- ---------------------------- -------------- 1 - 15 ppm n=20 indication = ppm 20-30% 2 - 30 ppm n=10 indication x 2 = ppm 30% The measuring range can be extended in conjunction with the activation tube for Formaldehyd 0.2/a (8101141) as pretube: 0.2 - 3 ppm n=100 indication / 5 = ppm 20-30 %
Note on G600: Luc: WARNING: DO NOT USE THE TUBE IN EX AREAS. DURING MEASUREMENT THE TUBE WILL HEAT UP TO AROUND 100 °C. It is possible to extend the measurement range up to 0.05 Vol.%- Measurement instructions: see Dräger Review 329 pages 13 - 16. Please order under the following phone number: (0451) 882 806, (0451) 882 3293
Note on G602: Luc: Concentration No. of Length and colour Xylene strokes of indication ------------------- ----------- ------------------------------- 10 ppm 5 1-3 mm purple 500 ppm 5 approx 10 mm brownish above liquid 5 approx 10 mm brownish
Note on G603: Luc: o-Xylene is indicated at approximately the same sensitivity
Note on G604: Luc: Measuring Instruction o-Xylene m-Xylene are detected with the same sensitivity. p-Xylene
Note on G605: Luc: Measuring range extension: Measuring No. of Evaluation rel. Standard range strokes deviation --------------------- ---------- --------------------------- ------------------ 10 - 400 ppm 5 Indication = ppm ± 20 - 30 % 300 - 1000 ppm 2 Indication x 2 = ppm ± 30 %
Note on G606: Luc: The scale on the tube applies to n=10 strokes. The number of strokes can be arbitrarily varied between n=1 and n=100 measuring range no. of strokes evaluation -------------------- ----------------- ------------------------- 0.005 to 0.07 ppm n=100 indication : 10 = ppm 0.05 to 0.7 ppm n=10 indication = ppm 0.5 to 7 ppm n=1 indication x 10 = ppm Reference to Indoor-Measurement: Ozone is produced from gaseous oxygen exposed to powerful electrical fields (photocopiers, laser printers) or by photo-oxidation (summer smog).
Note on G608: Luc: For qualitative detection, n = 10. Detection limit unknown. Parathione = E 605
Note on G609: Luc: Number of strokes: n = 20 Only estimated measurements are possible. Evaluation Conc.p-Kresol Indication Phenol 1/b ------------------- ----------------------------- 2 ppm approx. 1 ppm 5 ppm approx. 2 to 4 ppm
Note on G610: lat: Qualitative detection Number of strokes: 20 Detection limit: approx. 100 ppm
Note on G611: Luc: Trichloroethylene is indicated at approximately the same sensitivity. Petrol vapours cause a shortening of the indication if the following concentrations are exceeded: 40 ppm at 9 strokes or 160 ppm at 3 strokes. Perchloroethylene = Tetrachloroethylene = Tetrachloroethene
Note on G612: Luc: Die Skala auf dem Röhrchen gilt für den Meßbereich 10 - 500 ppm mit 3 Hüben. Meßbereichserweiterung: ----------------------- Hubzahl: n = 2 Auswertung: Zahlenwert x 2 = ppm Perchlorethylen (gilt für den Skalenberich 200 - 500 ppm)
Note on G613: Luc: Trichloroethylene is indicated at approximately the same sensitivity. Petrol vapours cause a shortening of the indication if the following concentrations are exceeded: 50 ppm at 5 strokes or 500 ppm at 1 stroke. Perchloroethylene = Tetrachloroethylene = Tetrachloroethene
Note on G615: Luc: Concentration Number of Length and colour of Perchlorine strokes indication ------------------- -------------- ------------------------------------- 20 ppm 5 1-3 mm greenish 50 ppm 5 approx. 10 mm greenish above liquid 5 brownish-green discoloured
Note on G616: lat: For estimated measurement the tube Perchloroethylene 0,1/a can be used Strokes: 9 concentration of perchloromethyl mercaptan reading on the n=9 scale 0.1 ppm 0.05 ppm (very pale - for better evluation compare with an unused tube) 0.6 ppm 0.3 ppm Tests were done with different batches at approx. 20°C / 50% relative humidity
Note on G617: lat: 7 ppm perchloromethyl mercaptan give a reading of approx. 5 ppm on the n=5 scale at the tube Perchloroethylene 2/a. Tests were done at approx. 20°C / 50 % r.h.
Note on G618: Luc: Measuring range extension: 3 to 20 ppm Number of strokes: n=3 Evaluation: Indication x 30 = ppm (applies to a scale range of 0.1 to 0.7) Relative standard deviation: 35 %
Note on G619: Luc: For qualitative detection, n = 5. Determination of concentrations are impossible using the detection tube.
Note on G621: lat: For qualitative detection. Concentrations within the TLV range are not indicated. Monostyrene 10/b 6733141 can also be used for a qualitative detection. Biphenyl results in a blue indication. Biphenyl = Diphenyl
Note on G622: lat: For qualitative detection. 0.5 ppm naphthalene = a weak blue indication of 3 - 4 mm 10 ppm naphthalene = a rich bluish-grey indication up to the 10 ppm graduation mark on the scale.
Note on G623: lat: For qualitative detection, n = 5. Measurements within the TLV range are impossible. Monostyrol 10/b 6733141 can also be used for a qualitative detection (blue-purple indication). Diphenylether/Biphenylmixture: approx. 75% Diphenylether approx. 25% Diphenyl Brand name: Dowtherm A (DOW) Thermex (ICI) Diphyl (Bayer)
Note on G624: lat: For qualitative detection. Concentrations within the TLV range are not indicated. 10 ppm give a reading of approx. 3 mm brown. Measurements within the TLV range are possible by sampling with Activated Charcol tube.
Note on G625: lat: Medium Range Strokes air 0.02 to 0.6 ppm 40 air 0.02 to 1 ppm 20 NOTE: At high phosgene concentrations the indication may fade out. For detection of high concentrations the tube phosgene 0.25/b should be used (order code CH 28301).
Note on G627: lat: No. of Strokes: 5 Reading = ppm 0.25 to 5 ppm No. of Strokes: 1 Reading x 5 = ppm 1.25 to 25 ppm
Note on G628: lat: Measuring No. of Evaluation range strokes -------------------- ---------- --------------- 0.01 - 0.3 ppm 10 Indication = ppm 0.1 - 1 ppm 3 Indication = ppm 0.3 - 3 ppm 1 Indication (on the n=3 scale) * 3 = ppm
Note on G629: lat: The scale on the tube applies to n=10 strokes. n=1 Indication x 10 = ppm 1 to 40 ppm n=10 Indication = ppm 0.1 to 4 ppm n=100 Indication : 10 = ppm 0.01 to 0.4 ppm
Note on G630: lat: Measuring No. of Evaluation range strokes ---------------- ---------- ------------------------------------------------- 1- 20 ppm 10 Indication on n=10 Scale = ppm PH3 20-100 ppm 2 Indication on n=2 Scale = ppm PH3 10-200 ppm 1 Indication on n=10 Scale * 10 = ppm PH3
Note on G631: lat: Medium Range Strokes air 0.02 to 1 vol% 1 air 25 to 900 ppm 10
Note on G632: lat: Measureing range Strokes Evaluation ------------------------ ---------- -------------------------- 50-1000 ppm 3 Indication = ppm 150-3000 ppm 1 Indicationx3 = ppm
Note on G634: Luc: Range of measurement: 0.25 to 3.0 ppm Strokes: 10 Evaluation: Piperidine is indicated with the same sensitivity. (+/- 30%) Range of measurement: 1.25 to 15 ppm Strokes: 3 Evaluation: Reading x 5 = ppm piperidine (+/- 30%)
Note on G635: Luc: For qualitative detection of Propane. 0.05 Vol.% give an indication of a few millimetres.
Note on G637: Luc: Concentration No. of Length and colour of Propane strokes indication --------------------- --------- --------------------------------------- 500 ppm 5 about 10 mm pale green (stained) high conc. 5 brownish-green discoloured (above 1 Vol %)
Note on G638: lat: concentration of propionitril Tube strokes reading on the tube HCN 2/a 5 no reading ACN 5/b 3 approx. 5 ppm, but the color of the indication is very very pale 44 ppm ACN 0,5/a 20 1,5 ppm pale red 10 1 ,5 ppm pale red 20 ppm ACN 0,5/a 20 1,25 ppm pale red 10 1,25 ppm pale red 5 ppm ACN 0,5/a 20 0,5 ppm pale red 10 no reading -->Recommendation: ACN 0,5/a qualitative detection / detection limit approx. 5 ppm
Note on G639: Luc: Measuring range: 0.06 to 3.2 Vol.% (1 to 55 mg/L) LEL: 2.0 Vol.%
Note on G640: lat: A qualitative measurement is possible. Detection limits are unknown.
Note on G641: lat: A qualitative measurement is possible. Sensitivity limits are unknown.
Note on G642: Luc: Propylenimine is indicated with approx. the same sensitivity.
Note on G643: Luc: Methyl mercaptan Ethyl mercaptan are indicated at the same sensitivity. Propyl mercaptan Butyl mercaptan
Note on G644: Luc: Methylmercaptane Ethylmercaptane are indicated at the same sensitivity. Propylmercaptane n-Butylmercaptane
Note on G645: Luc: Number of Strokes (n): 10 Colour Change: white => pink Concentration of Indication on tube 4-tert-Butyltoluene Xylene 10/a ------------------------- ----------------------- 1 ppm 10 ppm 10 ppm 30 ppm 20 ppm 50 ppm 50 ppm 100 ppm 100 ppm 200 ppm
Note on G646: Luc: Concentration Xylene No. of Length and colour of strokes indication ----------------------------- ----------- -------------------------------- 10 ppm 5 1-3 mm purple 500 ppm 5 about 10 mm brownish above liquid 5 about 10 mm brownish
Note on G647: Luc: p-Xylene is indicated at approximately the same sensitivity.
Note on G648: Luc: p-Xylene is indicated at approximately the same sensitivity.
Note on G649: Luc: Measuring range extension: Measuring No. of Evaluation rel. Standard range strokes deviation --------------------- ---------- --------------------------- ----------------------- 10 - 400 ppm 5 Indication = ppm ± 20 - 30 % 300 - 1000 ppm 2 Indication x 2 = ppm ± 30 %
Note on G651: Luc: Concentration Indication after n=20 ------------------- -------------------------------------------------------- 1 mg/m³ about 0.5 ppm very pale reddish 4 mg/m³ 1 - 2 ppm yellow to grey-brown, very diffuse 10 mg/m³ 3 - 4 ppm yellow to grey-brown, very diffuse A detailed determination of existing concentrations is impossible, however, for estimating measurements the tube mercaptane 0.5/a may be used. The indication is very diffuse and the discolouration zone is very difficult to evaluate.
Note on G652: lat: 2-Aminobutane is indicated at approximately the same sensitivity. 2-Aminobutane = 2-Butylamine sec.-Butylamine
Note on G653: lat: 2-Aminobutane is indicated at approximately the same sensitivity. 2-Aminobutane = 2-Butylamine sec.-Butylamine
Note on G654: lat: strokes: 50 concentration of hydrogen selenide reading on the tube 0,5 ppm 0,5 ppm 1 ppm 1,5 ppm 2,5 ppm 4,5 ppm 5 ppm 9 ppm Relative standard deviation: ± 30% Tests were done with different batches at approx. 20°C and 50 % relative humidity
Note on G655: Luc: Number of strokes: n = 10 Evaluation: Indication: Petrol-HC 10/a Concentration Shell A 151 (customer sample) -------------------- ------------------------------------- 50 300 mg/m³ (40 ppm)* 75 500 mg/m³ (70 ppm)* 100 1000 mg/m³ (140 ppm)* 150 2000 mg/m³ (280 ppm)* REMARK: The concentrations given on the table presuppose that the vaporized part of the cold detergent has approximately the same composition as the liquid. If the ambient air contains a higher part of volatile hydrocarbons than the liquid the measurement result may be too high.
Note on G656: Luc: The following calibration table applies. n=2 Indication Concentration Shellsol -------------- -------------------------------- 200 ppm 125 ppm 300 ppm 250 ppm 500 ppm 500 ppm 1000 ppm 1000 ppm
Note on G657: Luc: The following calibration table applies: n=2 Indication Concentration Shellsol 80/95 -------------- ---------------------------------------- 200 ppm 125 ppm 300 ppm 250 ppm 500 ppm 500 ppm 800 ppm 900 ppm
Note on G658: Luc: Number of Strokes (n): 2 Calculation: 25 ppm Shellsol D 7 will give a brown-grenn dicolouration of approx. 3 mm on the indicating layer. Calculation bases on the molecular weight of 210 g/mol and the density of 0.808 Kg/L. Note: The concentration given in the table are valid with the assumption that the evaporated part of the cleaner is approximately the same composition as the liquid. If air contains a higher amount of volatile hydrocarbons than the liquid, the measurement result will be too high.
Note on G659: Luc: Number of Strokes (n): 5 Concentration of Reading on tube Shellsol Topklean Petroleum hydrocarbons 10/a (Customer sample) ------------------------- ---------------------------------------- 50 ppm* 10 to 25 ppm 100 ppm* 25 to 50 ppm 350 ppm* 50 to 100 ppm * Calculation bases on the molecular weight and density of n-Undecane. Note: The concentration given in the table are valid with the assumption that the evaporated part of the cleaner is approximately the same composition as the liquid. If air contains a higher amount of volatile hydrocarbons than the liquid, the measurement result will be too high.
Note on G660: lat: Sodium hypochlorite id nearly solely used as a hydrous solution.This solution releases chlorine. n = 10
Note on G661: lat: All cycloalkan-enriched crude oil fractions with a boiling point of 30 - 180 °C, 100 - 200 °C or higher boiling mixtures are desginated as Naptha. The composition can be very different. Determination of concentrations using detection tubes is therefore impossible.
Note on G662: lat: All cycloalkan-enriched crude oil fractions with a boiling point of 30 - 180 °C, 100 - 200 °C or higher boiling mixtures are designated at Naphta. The composition can be very different. Determinations of concentrations using the detector tube are therefore impossible.
Note on G663: lat: Measurement in air All cycloalkan-enriched crude oil fractions with a boiling point of 30 - 180 °C, 100 - 200 °C or higher boiling mixtures are designated as Naphta. The composition can be very different. Determinations of concentrations using a detection tube are therefore impossible.
Note on G664: Luc: For qualitative detection. Solvent naphtha is a solvent mixture produced from the distillation of tar; it contains 40 % maximum of aromatic carbon hydrogens (ethyl benzene, xylene, propylbenzene, isopropybenzene and mesitylene). The combination can vary greatly.
Note on G665: Luc: For qualitative detection. Solvent naphtha is a solvent mixture produced from the distillation of tar; it contains 40 % maximum of aromatic carbon hydrogens (ethyl benzene, xylene, propylbenzene, isopropybenzene and mesitylene). The combination can vary greatly.
Note on G666: Luc: For qualitative detection. Solvent naphtha is a solvent mixture produced from the distillation of tar; it contains 40 % maximum of aromatic carbon hydrogens (ethyl benzene, xylene, propylbenzene, isopropybenzene and mesitylene). The combination can vary greatly.
Note on G667: Luc: For qualitative detection. Solvesso 100 is a solvent mixture with a quota of aromatic compounds > 95 %. Calibration data are not yet available.
Note on G668: Luc: Number of strokes: n=5 Evaluation: Indication x 5 = ppm Solvesso 150*) (valid for scale range 10 to 100) *) for a molecular weight of 140
Note on G669: lat: Measurement in air NOTE: Number of strokes: n=3 + 3 Desorption strokes Measuring range extension from 7.5 to 90 ppm is possible: n=2 + 3 Desorption strokes indication x 1.5 = ppm
Note on G670: Luc: Only suitable for assessed measurements. Antimony hydride is indicated at the same to twice sensitivity. The indication colour is paler than for asenic hydride.
Note on G671: Luc: Concentration No. of Length and Styrene strokes colour of ndication ------------------------------ ---------- ------------------------------- 10 ppm (Monostyrene) 5 1-3 mm brownish 500 ppm (Monostyrene) 5 about 10 mm brownish above liquid 5 about 10 mm brownish
Note on G672: Luc: Monostyrene = Styrene = Vinylbenzene = Phenylethylene
Note on G673: Luc: Monostyrene = Styrene = Vinylbenzene = Phenylethylene
Note on G674: Luc: Monostyrene = Styrene = Vinylbenzene = Phenylethylene
Note on G676: lat: Number of strokes: n = 10 Qualitative detection Detection limit is at approx. 2 ppm COS
Note on G677: lat: 3 mg NiSO4/m³ give the same indication as 1 mg H2SO4/m³ 5 mg NiSO4/m³ give the same indication as 2 mg H2SO4/m³
Note on G678: lat: Measuring range: 0.25 to 1 mg Nickel/m³ 1 mg Nickel/m³ = 2.6 mg NiSO4/m³
Note on G679: lat: Measuring Information Measuring Range : 1 to 5 ppm To see the colouring better, hold the used tube and an unused tube against the white background of the carton. This also applies especially to very high concentrations of sulfuryl fluoride when the discolouration passes the display markings and the change was not seen. Should the colouring fail to appear, then the present sulfuryl fluoride concentration is under 0.8 ppm. Number of Strokes (n) : 6 Time for Measurement : approx. 3 minutes Standard Deviation : ±30 % Colour Change : light blue -> light pink Ambient Operating Conditions Temperature : 0°C to 40°C Absolut Humidity : 15 to 90 % r.h. At 0 to 10°C, concentrations of sulfuryl fluoride are displayed with approximately half sensitivity. At 30 to 40°C and air humidity <30% r.h. the displays can only be recognised as of >2 ppm. At 30 to 40°C and air humidity >75% r.h., concentrations of sulfuryl fluoride are displayed with approximately half sensitivity. Air pressure 1013 F= --------------------------------------------------- actual atmospheric pressure (hPa) Reaction Principle a) Sulfurylfluoride [pyrolysis] ® HF b) HF + Zr/Chinalizarin ® pink reaction Cross Sensitivity Fluorinated hydrocarbons are also displayed with different sensitivities. Ammoniac and other basic gases could, depending on the concentrations, either shorten or prevent the colour change. The following chemicals have no influence on the display of 3 ppm sulfuryl fluoride: 2 ppm Formaldehyde, 5 ppm Methyl Bromide and 1 ppm Phosphine. When the oxygen concentration decreases, the sensitivity decreases!! For example, the 3 ppm display at 18% oxygen is very weak.
Note on G680: lat: 1 mg ferrous sulfate (FeS0ñ) gives a pink colour indication which approximately corresponds to the Nickel 0.25/A colour stage 0.5
Note on G681: Luc: Evaluation with the help of the table and the calculation formula in the instructions for use.
Note on G682: Luc: The following calibration table applies: n=5 Indication Concentration Premium gasoline -------------- --------------------------------------------- 200 ppm 500 mg/m³ 300 ppm 1000 mg/m³ 600 ppm 2000 mg/m³ 900 ppm 3200 mg/m³ This calibration applies for leaded as well as for unleaded premium gasoline.
Note on G683: Luc: Number of strokes (n): 5 concentration tert. butylamine reading on the tube --------------------------------------- --------------------------- 0.5 ppm 0.25 ppm 1.0 ppm 0.5 ppm 2.5 ppm 1.0 ppm 5.0 ppm 2.0 ppm 7.5 ppm 3.0 ppm
Note on G684: Luc: Number of strokes (n): 10 Only for qualitative detection. Detection border unknown.
Note on G688: lat: =20 indication Concentration tetrahydrofurane -------------- ------------------------------------------ 200 ppm 50 ppm 1000 ppm 200 ppm 2000 ppm 400 ppm
Note on G689: lat: n=30 indication = ppm 1 to 10 ppm (3.7 to 37 mg/m³) Standard deviation ± 15 to 20 % n=20 indication x 1.6 = ppm 1.6 to 16 ppm (6 to 58 mg/m³) Standard deviation ± 15 to 20 % n=10 indication x 4.5 = ppm 4.5 to 45 ppm (16.7 to 167 mg/m³) Standard deviation ± 35 % 1 ppm THT = 3.67 mg THT/m³ 1 mg THT/m³ = 0.27 ppm THT (at 20°C,1013 hPa)
Note on G690: lat: For qualitative detection, n = 8 Detection limit approx. 1 mg/m³
Note on G691: lat: Qualitative detection ----> red discolouration Detection limit unknown.
Note on G692: lat: Concentration No. of Length and colour of indication Toluene strokes ------------------- ---------- ------------------------------------------ 200 ppm 5 about 10 mm brownish 10 ppm 5 1-3 mm purple above liquid 5 about 10 mm brownish
Note on G694: lat: This tube will be renamed to Toluene 50/a. Measuring range and operational principle remain unchanged.
Note on G695: lat: Number of Strokes (n): 1 Measuring Range: 100 to 600 ppm Evaluation: Reading (on n = 2 scale) x 2 = ppm Toluene Benzene and Xylene (all isomers) are detected with the same sensitivity.
Note on G696: lat: strokes: 1 concentration of toluene reading on the tube (n=5 scale) ------------------------------- ---------------------------------------- 250 ppm 50 ppm 600 ppm 100 ppm 2000 ppm 200 ppm 4000 ppm 300 ppm 8000 ppm 400 ppm relative standard deviation: ± 20%
Note on G699: lat: Boron tribromide cannot be measured directly with this Draeger Tube. Boron tribromide hydrolyzes with water however violently under formation of HBr, which can be measured with Draeger Tube. The following measured values were determined at 20°C and 50% r.H: concentration of Boron tribromide reading on HCl 1/a (n=10) 1 ppm approx. 0.5 ppm 5 ppm approx. 2 - 2.5 ppm 10 ppm approx. 3 - 4 ppm 20 ppm approx. 4 - 6 ppm color change: blue --> white-pink Other temperatures and humidities can cause other readings on the tube.
Note on G700: lat: Boron tribromide cannot be measured directly with this Draeger Tube. Boron tribromide hydrolyzes with water however violently under formation of HBr, which can be measured with Draeger Tube. The following measured values were determined at 20°C and 50% r.H and batch PA-0041: concentration of Boron tribromide reading on HF 0.5/a (n=2) 1 ppm approx. 5 ppm 5 ppm approx. 10 - 15 ppm 20 ppm approx. 20 - 30 ppm color change: blue --> white-pink Other temperatures and humidities can cause other readings on the tube.
Note on G701: lat: Number of strokes: n = 5 Evaluation: Concentration Indication on the Tributhylamine Triethylamine 5/a tube -------------------- ------------------------------- 2,5 ppm 5 ppm 5,0 ppm 10 ppm 10 ppm 20 ppm 20 ppm 30 ppm 30 ppm 40 ppm 40 ppm 50 ppm 50 ppm 60 ppm
Note on G702: lat: Strokes: 2 concentration of 1,1,1 trichloroethane reading on the n=2 scale 5 ppm 5 - 10 ppm pale yellow
Note on G703: lat: 100 ppm1,1,1 trichloroethane discolor the whole indicating layer after the first stroke. 20 ppm 1,1,1 trichloroethane give no reading after 5 strokes.
Note on G704: lat: strokes: 3 concentration of 1,1,1 trichloroethane reading on the tube 100 ppm 2 - 3 mm 380 ppm 10 - 20 mm
Note on G705: lat: 5 ppm 1,1,1 trichloroethane give at 3 strokes a very pale blue-grey reading of approx 2 - 3 ppm At 9 strokes the whole indication layer discolor. 10 ppm 1,1,1 trichloroethane give at 3 strokes a very pale blue-grey reading of approx 3.5 - 4.5 ppm
Note on G706: lat: Strokes: 1 concentraton of 1,1,1 trichloroethane reading on the n=1 scale 20 ppm 10 - 20 ppm 100 ppm 50 - 100 ppm 380 ppm 150 - 200 ppm 600 ppm 200 - 300 ppm Strokes: 5 concentraton of 1,1,1 trichloroethane reading on the n=5 scale 2 ppm 2 ppm 10 ppm 5 ppm 50 ppm 20 - 25 ppm
Note on G707: lat: A) 50 to 600 ppm n=2 + 3 desorption strokes indication = ppm B) 10 to 40 ppm n=6 + 3 desorption strokes indication concentration 1,1,1-Trichloroethane -------------- -------------------------------------------------- 50 ppm 10 ppm 100 ppm 20 ppm relative standard deviation 30% 150 ppm 40 ppm
Note on G708: lat: The reading of 1,1,2 Trichloroethane dependent on the batch. e.g. 50 ppm 1,1,2 trichloroethane gives at one batch a reading of approx. 2 ppm (n=2) and at another batch approx. 10 ppm.
Note on G709: lat: concentration of 1.1.2 trichloroethane reading on the tube (n=5) 10 ppm no reading 100 ppm 5 ppm 200 ppm 10 ppm concentration of 1.1.2 trichloroethane reading on the tube (n=20) 10 ppm 5 ppm 50 -100 ppm 30 - 50 ppm Tests were done at approx. 22°C and 50 % relative humidity
Note on G710: lat: Different concentration of 1,1,2 trichloroethan give no sufficient different lenght of reading. for estimated measurement: concentration of 1,1,2 trichloroethane reading after 10 strokes 10 ppm 250 ppm 50 ppm 300 ppm
Note on G711: lat: 50 ppm 1,1,2 trichloroethane gives only a very pale reading of 2 mm at 5 strokes.
Note on G712: lat: concentration of 1,1,2 trichloroethane reading on the tube 10 ppm 25 ppm (at the beginning of the reading decoloration of approx. 6 mm this dependent on the increased number of strokes) 25 ppm 100 ppm (at the beginning of the reading decoloration of approx. 6 mm this dependent on the increased number of strokes) 50 ppm 250 ppm (at the beginning of the reading decoloration of approx. 6 mm this dependent on the increased number of strokes)
Note on G713: lat: The reading of 1,1,2 trichloroethane is too pale for a good evaluation, e.g. 50 ppm 1,1,2 trichloroethane gives a very pale reading of 0,8 ppm at n=3 stroke. The reading is too pale for a good evaluation under bad condition of light.
Note on G714: lat: Different concentration of 1,1,2 trichloroethan give no sufficient different lenght of reading. At higher concentration the reading dependent on the batch. for estimated measurement: concentration of 1,1,2 trichloroethane reading at the n=5 scale after 10 strokes 25 ppm 5 to 10 ppm 50 ppm 10 to 25 ppm
Note on G715: lat: Different concentration of 1,1,2 trichloroethan give no sufficient different lenght of reading. for estimated measurement: concentration of 1,1,2 trichloroethane reading after 11 strokes 10 ppm 5-8 ppm 25 ppm 10 ppm 50 ppm 15-20 ppm
Note on G716: lat: For qualitative detection as above approximately 500 ppm. Number of strokes: n=2 + 3 desorption strokes
Note on G717: lat: Number of Strokes (n): 5 Concentration of Reading on 1,2,4-Trichlorobenzene Tube ------------------------------- ------------------- 1 ppm approx. 0.5 ppm
Note on G718: lat: Trichloroethylene is indicated at the same sensitivity. Petroleum vapours cause a shortening of the indication if the following concentrations are exceeded: 40 ppm at 9 strokes or 160 ppm at 3 strokes.
Note on G719: lat: Concentration Number of Length and colour of Trichloroethylene strokes indication ------------------------ -------------- --------------------------------------- 50 ppm 5 about 10 mm brownish-green above liquid 5 discoloured pale yellow
Note on G720: lat: Measuring Range: 500 - 2000 ppm Number of Strokes (n): 2 rel. Standard deviation: ± 40 % Evaluation: Reading x 5 = ppm (applies to tube range 100 to 400 ppm) Other chlorinated hydrocarbons are also indicated, however, at different sensitivities. Petroleum hydrocarbons cause a shortening of the indication.
Note on G721: lat: Other cholrinated hydrocarbons are also indicated, however, at different sensitivities. Petroelum hydrocarbons cause a shortening of the indication.
Note on G722: lat: Measuring Range: 500 - 2000 ppm Number of Strokes (n): 2 rel. Standard deviation: ± 40 % Evaluation: Reading x 5 = ppm (applies to tube range 100 to 400 ppm)
Note on G723: lat: The tube is provided with a millimetre scale. The evaluation is performed with the help of the enclosed calibration data sheet. NOTE: Do not use in explosion hazardous areas. Tube heats up during measurement.
Note on G724: lat: Tests were done with different batches at approx. 20°C and dry atmosphere Range of meaurement: 12.5 - 125 ppm strokes: 10 Evaluation reading on HCl 50/a / 4 = ppm phoshorus trichloride Relative standard deviation: ± 35 % Measurement at 20°C and 50 % relative humidity causes minus error of approx. 20 %
Note on G725: lat: Phosphorus trichloride cannot be measured directly with this Draeger Tube. Phosphorus trichloride hydrolyzes with water however violently under formation of hydrochloric acid, which can be measured with Draeger Tube. The following measured values were determined at 20°C and 50% r.H: concentration of phosphorus trichloride reading on Acetic Acid 5/a (n=3) 5 ppm approx. 3 ppm (pink - yellow discoloration) 10 ppm approx. 5 ppm (pink - yellow discoloration) 25 ppm approx. 7 - 10 ppm (pink - yellow discoloration) other temperatures and humities can cause other readings on the tube.
Note on G726: lat: hosphorus trichloride cannot be measured directly with this Draeger Tube. Phosphorus trichloride hydrolyzes with water however violently under formation of hydrochloric acid, which can be measured with Draeger Tube. The following measured values were determined at 20°C and 50% r.H: concentration of phosphorus trichloride reading on HCl 1/a (n=1) 5 ppm approx. 1 - 1,5 ppm 10 ppm approx. 2 - 3 ppm 25 ppm approx. 5 - 6 ppm other temperatures and humities can cause other readings on the tube.
Note on G727: lat: Phosphorus trichloride cannot be measured directly with this Draeger Tube. Phosphorus trichloride hydrolyzes with water however violently under formation of hydrochloric acid, which can be measured with Draeger Tube. The following measured values were determined at 20°C and 50% r.H: concentration of phosphorus trichloride reading on Formic Acid 1/a (n=20) 5 ppm approx. 3 - 5 ppm (pink discoloration) 10 ppm approx. 6 - 8 ppm (pink discoloration) 25 ppm approx. 9 - 14 ppm (pink discoloration) other temperatures and humities can cause other readings on the tube.
Note on G728: lat: hosphorus trichloride hydrolyzes with water however violently under formation of hydrochloric acid. We expect that the tubeVC 1/a indicates PCl3 as well as HCl. So the reading dependent on temperature and humidity. The following measured values were determined at 20°C and 50% r.H: concentration of phosphorus trichloride reading on VC 1/a (n=5) 5 ppm approx. 4 - 5 ppm 10 ppm approx. 7 - 10 ppm 25 ppm approx. 30 - 40 ppm other temperatures and humities can cause other readings on the tube
Note on G729: lat: concentration of 1,2,3 trichloropropane reading on the tube (n=5) at the n= 5 scale 10 ppm no indication 100 ppm approx. 0.5 ppm
Note on G730: lat: concentration of 1,2,3 trichloropropane reading on the tube (n=10) 10 ppm no indication 100 ppm approx. 200 ppm pale yellow
Note on G731: lat: concentration of 1,2,3 trichloropropane reading on the tube (n=9) 10 ppm 0.2 ppm
Note on G732: lat: For the range 2 to 40 ppm 1,2,3 trichloropropane Tube: Perchloroethylene 2/a Stroke: 10 Evaluation: reading (on the n=5 scale) = ppm 1,2,3 trichloropropane Relative Standard Deviation: +/- 35 % For the range 10 to 100 ppm 1,2,3 trichloropropane Tube: Perchloroethylene 2/a Stroke: 5 Evaluation: reading on the n=5 scale x 5 = ppm 1,2,3 trichloropropane (only valid for the range 2 to 20 ppm on the n=5 scale) Relative Standard Deviation: +/- 35% indicating color at both ranges: at the begining the color of the indication is reddish at some batches, the rest of the indication color is greyish-blue. Test were done at 20°C and 50% r.H. with the batches PH-0272/PA-0252
Note on G733: lat: Triethylamin is indicated with approx. the same sensitivity.
Note on G735: lat: For a qualitative detection, n = 10. Detection limit unknown.
Note on G736: lat: For a qualitative detection, n = 10. Detection limit unknown.
Note on G737: lat: For qualitative detection. Detection limit is at approx. 200 ppm NOTE: Do not use in explosion hazardous areas. Tube heats up during measurement.
Note on G738: lat: Detection limit approx. 10 ppm BF3 at 10 strokes. Test were done at 20°C and 50 % r.H.
Note on G739: lat: Following tests were done at approx 22°C and dry atmosphere. strokes: 10 concentration of boron trifluoride reading on the tube HF 0,5/a (n=10 scale) 1.5 ppm 3 - 4 ppm 5 ppm 10 - 15 ppm Tests were done with 3 different batches: SE-0053/TH-0091/UD-0121
Note on G740: lat: Read off indication on the n=10 scale Indication x 2 = ppm 1.2.3 Trimethylbenzene (applies only to a scale range of 5 - 50ppm)
Note on G741: lat: Evaluation: Read off indication on the n=10 scale Indication * 2 = ppm 1,2,4-Trimethylbenzene (applies only to a scale range of 5-50 ppm)
Note on G742: lat: For qualitative detection of 1,3,5-Trimethylbenzene (Mesitylene). n = 5 25 ppm 1,3,5-Trimethylbenzene -- appr. 8 mm brown discolouration 200 ppm 1,3,5-Trimethylbenzene -- appr. 50 ppm indication Means to detect for 1,2,3-Trimethylbenzene (Hemellitol) and 1,2,4-Trimethylbenzene (Pseudocumol) are not yet known.
Note on G743: lat: Read off indication on the n=10 scale Indication * 2 = ppm 1,3,5-Trimethylbenzene (applies only to a scale range of 5 - 50 ppm)
Note on G744: lat: For qualitative detection of 1,3,5-Trimethylbenzene (Mesitylene). n = 5 25 ppm 1,3,5-Trimethylbenzene -- appr. 8 mm brown discolouration 200 ppm 1,3,5-Trimethylbenzene -- appr. 50 ppm indication Means to detect for 1,2,3-Trimethylbenzene (Hemellitol) and 1,2,4-Trimethylbenzene (Pseudocumol) are not yet known.
Note on G745: lat: A) 2.5 to 30 ppm n=10 + 10 Desorption strokes indication x 0.5 = ppm B) 30 to 100 ppm n=3 + 10 Desorption strokes indication x 2 = ppm (applies to a scale range of 15 to 50) 2,4,4-Trimethyl-1-pentene = Diisobutylene
Note on G746: lat: Trimethylamine is indicated with approximately the same sensitivity.
Note on G747: lat: Trimethylamine is indicated at the same sensitivity. Measurement error: ± 50%
Note on G748: lat: n=15 Indication Concentration UKV 1 ------------- ---------------------------- 50 ppm 50 ppm 80 ppm 100 ppm 100 ppm 200 ppm
Note on G749: lat: n=15 Indication Concentration ------------ -------------------- 50 ppm 50 ppm 80 ppm 100 ppm 100 ppm 200 ppm
Note on G750: lat: n=20 Indication Concentration UKV 2 ------------- ----------------------------- 90 ppm 50 ppm 210 ppm 100 ppm 460 ppm 200 ppm
Note on G751: lat: Number of strokes: n = 2 Evaluation: Concentration Indication on the n-Dodekan tube scale ------------------- ---------------------- 10 ppm 10 ppm 100 ppm 25 ppm 200 ppm 30 ppm
Note on G752: lat: For qualitative detection. The test should be performed by applying 10 strokes in order to increase the sensitivity.
Note on G753: lat: For qualitative detection, n = 5.
Note on G756: Luc: Reference to Indoor-Measurement: Water vapour is naturally present in the air: the relative humidity should be within the 30...50 % range (relative humidity) to prevent mucous membranes drying out.
Note on G757: Luc: The scale on the tube applies to n=2 strokes. measuring range number of strokes evaluation ---------------------- ------------------------ --------------------------- 0.5 to 9 mg/L n=4 indication : 2 = mg/L 1 to 18 mg/L n=2 indication = mg/L
Note on G758: lat: Measuring range: 0.1 to 2 mg/m³ Evaluation with the help of the table included in the instructions for use. At a measurement with n=40 strokes the following determination can be made: Discolouration has not reached the marking line => < 0.05 mg/m³ Discolouration has reached the marking line => 0.05 mg/m³ With n=100 strokes the measuring range can be extended to 0.02 mg/m³. In order to exclude errors caused by humidity the activating tube for formaldehyde (order no. 8101141) must be used as pre-tube.
Note on G759: lat: The scale on the tube applies to a number of strokes n=5. The number of strokes can arbitrarily be varied between n=5 and n=100. However, when appliying more than 5 strokes the indication must not exceed the 2 ppm scale line. Measuring range No. of Evaluation Standard Valid for strokes deviation range of scale ----------------------- ---------- -------------------------- ------------ ---------- 0.025 to 0.05 ppm n=100 Indication : 40 = ppm 30% 1.0 to 2ppm 0.05 to 0.2 ppm n=50 Indication : 20 = ppm 25% 1.0 to 4ppm 0.25 to 2 ppm n=10 Indication : 2 = ppm 10-15% 0.5 to 4ppm 0.5 to 10 ppm n=5 Indication = ppm 10-15% 0.5to10ppm Reference to Indoor-Measurement: Nitrogen dioxide is a by-product of combustion processes produced by the reaction between the nitrogen and oxygen in the air.
Note on G761: lat: Dräger tubes nitrous fumes 2/a (NO+NO2) The scale on the tube applies to n=5 und n=10 measuring number of evaluation standard range strokes deviation -------------- -------------- --------------------- --------------- 2 to 50 10 indication=ppm ± 10 - 15% 5 to 100 5 indication=ppm ± 10 - 15% 75 to 150 4 indication see ± 30% table table for 4 strokes reading on the n=10 scale concentration NO + NO2 --------------------------------- -------------------------------- 20 75 ppm 25 100 ppm 35 125 ppm 45 150 ppm
Note on G763: lat: For estimated measurements. Number of Strokes (n): 5 Concentration of Reading on Nitrous Fumes n = 2 scale ---------------------- -------------------------------- 10 ppm approx. 25 to 50 ppm 50 ppm approx.150 to 300 ppm 100 ppm approx. 400 to 700 ppm Number of Strokes (n): 10 Concentration of Reading on Nitrous Fumes n = 2 scale ---------------------- ---------------------- 10 ppm 50 to 100 ppm 20 ppm 100 to 200 ppm 30 ppm 300 to 400 ppm 40 ppm 400 to 700 ppm
Note on G765: lat: Number of strokes: n = 4 Evaluation: Indication Concentration Petrol-HC 10/a VARSOL 40 -------------------- ------------------- 10 ppm 15 ppm 25 ppm 40 ppm 50 ppm 100 ppm 75 ppm 200 ppm 100 ppm 350 ppm VARSOL 40: Petroleum hydrocarbons mixture (customer samples)
Note on G766: lat: Number of strokes: 10 Concentration of Indication of Alcohol 25/a Ethylvinylether (Methanol-scale) ---------------------- ---------------------------------- 20 ppm 50 - 200 ppm 50 ppm 200 - 500 ppm 100 ppm 700 - 1500 ppm 200 ppm 1900 - 2200 ppm 300 ppm 2500 - 3500 ppm
Note on G767: Luc: Number of Strokes (n): 5 Concentration of Reading on Vinyltrimethoxy silane tube ------------------------------ ---------------- 100 ppm 100 ppm 250 ppm 400 ppm 500 ppm 1000 ppm 1000 ppm 2000 ppm
Note on G768: Luc: White Spirit is solvent mixture mainly consisting of aliphatic hydrocarbons. The composition can vary greatly. For a quantitative determination the tube must be calibrated on the used mixture.
Note on G769: Luc: White Spirit is solvent mixture mainly consisting of aliphatic hydrocarbons. The composition can vary greatly. For a quantitative determination the tube must be calibrated on the used mixture.
Note on G770: Luc: Konzentration Xylol Hubzahl Länge und Farbe der Anzeige --------------------------- ------------ --------------------------------------- 10 ppm 5 1-3 mm voilett 500 ppm 5 etwa 10 mm bräunlich oberhalb Flüssigkeit 5 etwa 10 mm bräunlich
Note on G771: lat: Measuring Information Measuring Range : Marking at 15 ppm Concentrations between 5 and 10 ppm Sulfurylfluoride are indicated with a noticeably weaker discoloration and are without marking. Discolorations below 8 mm could be difficult to evaluate. To see the colouring better, please use an unused display tube to compare. This is especially true for very high concentrations of Sulfurylfluoride when the discolouration passes the markings and the change was not seen. Should the colouring fail to appear, then the present sulfurylfluoride concentration is normally under 5 ppm. Number of Strokes (n) : 5 Time for Measurement : approx. 2 min Standard Deviation : ± 30% Colour Change : light blue -> pink Ambient Operating Conditions Temperature : -10 to 40°C Absolut Humidity : 1 to 20 mg H2O/L (corresponding 100 % r.h. at 17 °C) With relative air humidity of less than 20%, the resulting colour is weak but, the length of the colour does not change. At 0°C, the displayed colour is approximately 25% (or at 10°C, 35%) shorter than the measurement at 20°C Reaction Principle a) Sulfurylfluoride [Pyrolysis] ® HF b) HF + Zr/Chinalizerin ® pink reaction Cross Sensitivity Fluorinated hydrocarbons will show different sensitivities. Ammoniac and other basic gases could, depending on the concentrations, either shorten or prevent the colour change. The following chemicals have no influence on the display from 15 ppm Sulfurylfluoride: 10 ppm Formaldehyde, 10 ppm Ethylene Oxide, 10 ppm Methyl Bromide, 10 ppm Hydrocyanic Acid or 10 ppm Dibromomethane. With the oxygen concentration decreases, the sensitivity decreases. For example, the 15 ppm display with a 18% oxygen is very weak. 20 ppm SF result in a strong display above the markings. When the air contains only 15% oxygen, 20 ppm sulfurylfluoride will not be able to be displayed. Additional Information Determination of Sulfurylfluoride (trade name SF or Vikane) in air that contains approximately 21 Vol. % oxygen. Do not use in areas with explosion hazards. Tubes get hot! A broken, unused first tube can be a source of ignition. The transport of this tube is subject to UN 1383. Caution! The first tube is prone to combust. During and shortly after the measurement, do not touch the first tube near the black pyrolysis layer. Do not separate the connected tubes directly after measurement. Let them first cool down for a few minutes. Data Based on the Instructions for Use 1st Edition. (Last Edited at 01.07 2003)
Note on G772: Luc: Xylene are indicated at approximately the same sensitivity
Note on G773: Luc: o-Xylene m-Xylene are detected with the same sensitivity. p-Xylene
Note on G774: Luc: o-Xylene m-Xylene are indicated at the same sensitivity p-Xylene Measuring range extension: measuring No. of evaluation rel. standard range strokes deviation --------------------- ---------- -------------------------- -------------------- 10 - 400 ppm 5 indication = ppm ± 20 - 30 % 250 - 1000 ppm 2 indication x 2,5 = ppm ± 30 % (valid for the scale range between 100 - 400 ppm)

## Liste par tube
Tube réactif Français Frans French Französisch | CAS-nr | Bestelnummer Code de commande Order code Bestellzeichen | Produit Français Frans French Französisch | Meetbereik Domaine de mesure Measuring range Messbereich | Detectielimiet Seuil de détection Detection limit Detektionslimit | Meetvoorschrift Presciption de mesure Measurement presciption Messvorschrifte
Acétaldéhyde 100/a | 107-19-7 | 6726665 | 2-Propine-1-ol | 2 - 100 ppm | 2 ppm
Acétaldéhyde 100/a | 502-56-7 | 6726665 | 5-Nonanone | qualitatif | 5 ppm
Acétaldéhyde 100/a | 75-07-0 | 6726665 | Acétaldéhyde | 100 - 1000 ppm | 100 ppm
Acétaldéhyde 100/a | 105-46-4 | 6726665 | Acétate de butyle-sec | 100 - 1000 ppm | 100 ppm
Acétaldéhyde 100/a | 540-88-5 | 6726665 | Acétate de butyle-tert | 50 - 300 ppm | 50 ppm
Acétaldéhyde 100/a | 110-19-0 | 6726665 | Acétate d'isobutyle | 100 - 1000 ppm | 100 ppm
Acétaldéhyde 100/a | 123-38-6 | 6726665 | Aldéhyde propylique | 100 - 3000 ppm | 100 ppm
Acétaldéhyde 100/a | 1634-04-4 | 6726665 | Ether méthyl tertiobutylique | 50 - 300 ppm | 50 ppm
Acétaldéhyde 100/a | 107-31-3 | 6726665 | Formiate de méthyle | qualitatif | 30 ppm
Acétaldéhyde 100/a | 75-65-0 | 6726665 | Méthyl-2-propanol-2 | 50 - 500 ppm | 50 ppm
Acétaldéhyde 100/a | 96-32-2 | 6726665 | Méthylbromoacétate | qualitatif | 100 ppm
Acétate d'éthyle 200/a | 107-19-7 | CH20201 | 2-Propine-1-ol | 2 - 100 ppm | 2 ppm
Acétate d'éthyle 200/a | 123-86-4 | CH20201 | Acétate de butyle | 200 - 3000 ppm | 200 ppm
Acétate d'éthyle 200/a | 79-20-9 | CH20201 | Acétate de méthyle | 200 - 3000 ppm | 200 ppm
Acétate d'éthyle 200/a | 628-63-7 | CH20201 | Acétate de n-amyle | 200 - 1000 ppm | 200 ppm
Acétate d'éthyle 200/a | 109-60-4 | CH20201 | Acétate de n-propyle | 200 - 3000 ppm | 200 ppm
Acétate d'éthyle 200/a | 141-78-6 | CH20201 | Acétate d'éthyle | 50 - 15000 ppm | 50 ppm
Acétate d'éthyle 200/a | 123-92-2 | CH20201 | Acétate d'isoamyle | 200 - 1000 ppm | 200 ppm
Acétate d'éthyle 200/a | 108-21-4 | CH20201 | Acétate d'isopropyle | 200 - 3000 ppm | 200 ppm
Acétate d'éthyle 200/a | 107-13-1 | CH20201 | Acrylonitrile | 25 - 250 ppm | 25 ppm
Acétate d'éthyle 200/a | 123-51-3 | CH20201 | Alcool isoamylique | qualitatif | 5 ppm
Acétate d'éthyle 200/a | 123-38-6 | CH20201 | Aldéhyde propylique | qualitatif | inconnu
Acétate d'éthyle 200/a |  | CH20201 | Esters | 200 - 3000 ppm | 200 ppm
Acétate d'éthyle 200/a | 592-84-7 | CH20201 | Formiate de butyle | qualitatif | inconnu
Acétate d'éthyle 200/a | 542-55-2 | CH20201 | Formiate d'isobutyle | qualitatif | inconnu
Acétate d'éthyle 200/a | 96-32-2 | CH20201 | Méthylbromoacétate | qualitatif | 100 ppm
Acétate d'éthyle 200/a |  | CH20201 | Nitro thinner | qualitatif | inconnu
Acétate d'éthyle 200/a | 111-87-5 | CH20201 | n-Octanol | qualitatif | inconnu
Acétate d'éthyle 200/a | 123-54-6 | CH20201 | Pentanedione-2,4 | qualitatif | 100 ppm
Acétate d'éthylglycol 50/a | 646-06-0 | 6726801 | 1,3-Dioxolane | 10 - 50 ppm | 10 ppm
Acétate d'éthylglycol 50/a | 71-36-3 | 6726801 | 1-Butanol | qualitatif | 30 ppm
Acétate d'éthylglycol 50/a | 107-98-2 | 6726801 | 1-Méthoxy-2 propanol | 50 - 200 ppm | 50 ppm
Acétate d'éthylglycol 50/a | 108-65-6 | 6726801 | 1-Méthoxypropylacétate | 50 - 200 ppm | 50 ppm
Acétate d'éthylglycol 50/a | 109-59-1 | 6726801 | 2-Isopropoxyéthanol | 50 - 200 ppm | 50 ppm
Acétate d'éthylglycol 50/a | 110-49-6 | 6726801 | 2-Méthoxyéthyl acétate | qualitatif | inconnu
Acétate d'éthylglycol 50/a | 70657-70-4 | 6726801 | 2-Méthoxypropylacétate | qualitatif | inconnu
Acétate d'éthylglycol 50/a | 111-15-9 | 6726801 | Acétate d'éthoxy-2 éthyle | 50 - 700 ppm | 50 ppm
Acétate d'éthylglycol 50/a | 111-76-2 | 6726801 | Butoxy-2 éthanol | qualitatif | inconnu
Acétate d'éthylglycol 50/a | 105-39-5 | 6726801 | Chloroacétate d'éthyle | 50 - 250 ppm | 50 ppm
Acétate d'éthylglycol 50/a | 123-91-1 | 6726801 | Dioxane-1,4 | 13 - 175 ppm | 13 ppm
Acétate d'éthylglycol 50/a | 64-17-5 | 6726801 | Ethanol | 15 - 50 ppm | 15 ppm
Acétate d'éthylglycol 50/a | 34590-94-8 | 6726801 | Ether de dipropylènegylcol et de méthyle | qualitatif | 100 ppm
Acétate d'éthylglycol 50/a | 110-80-5 | 6726801 | Ethoxy-2 éthanol | qualitatif | inconnu
Acétate d'éthylglycol 50/a | 78-83-1 | 6726801 | Isobutanol | qualitatif | 50 ppm
Acétate d'éthylglycol 50/a | 67-63-0 | 6726801 | iso-Propanol | 15 - 40 ppm | 15 ppm
Acétate d'éthylglycol 50/a |  | 6726801 | Libragloss LIG | 25 - 200 ppm | 25 ppm
Acétate d'éthylglycol 50/a | 109-86-4 | 6726801 | Méthoxy-2 éthanol | qualitatif | inconnu
Acétate d'éthylglycol 50/a | 96-32-2 | 6726801 | Méthylbromoacétate | qualitatif | 500 ppm
Acétate d'éthylglycol 50/a | 71-41-0 | 6726801 | n-Pentanol | qualitatif | inconnu
Acétate d'éthylglycol 50/a |  | 6726801 | UKV 2 | 50 - 200 ppm | 50 ppm
Acétone 100/b | 67-64-1 | CH22901 | Acétone | 100 - 12000 ppm | 100 ppm
Acétone 100/b |  | CH22901 | Cétones | qualitatif | inconnu
Acétone 100/b | 123-19-3 | CH22901 | Dipropylcétone | 100 - 1000 ppm | 100 ppm
Acétone 100/b | 78-93-3 | CH22901 | Ethylméthylcétone | 100 - 12000 ppm | 100 ppm
Acétone 100/b | 110-12-3 | CH22901 | Méthyl isoamylcétone | 100 - 5000 ppm | 100 ppm
Acétone 100/b | 563-80-4 | CH22901 | Méthyl isopropylcétone | 160 - 4800 ppm | 160 ppm
Acétone 100/b | 107-87-9 | CH22901 | Méthyl propylcétone | 130 - 15600 ppm | 130 ppm
Acétone 100/b | 108-10-1 | CH22901 | Méthylisobutylcétone | 130 - 15600 ppm | 130 ppm
Acétone 100/b | 110-43-0 | CH22901 | n-Amyl méthylcétone | qualitatif | 100 ppm
Acétone 40/a | 67-64-1 | 8103381 | Acétone | 40 - 800 ppm | 40 ppm
Acide acétique 5/a | 64-19-7 | 6722101 | Acide acétique | 5 - 330 ppm | 5 ppm
Acide acétique 5/a | 64-18-6 | 6722101 | Acide formique | 5 - 80 ppm | 5 ppm
Acide acétique 5/a | 7782-79-8 | 6722101 | Acide hydrazoique (vapeur) | 5 - 80 ppm | 5 ppm
Acide acétique 5/a | 79-21-0 | 6722101 | Acide peracétique | qualitatif | 5 ppm
Acide acétique 5/a | 7719-12-2 | 6722101 | Trichlorure de phosphore | 5 - 25 ppm | 5 ppm
Acide chlorhydrique 0,2/a | 7647-01-0 | 8103481 | Acide chlorhydrique | 0,2 - 20 ppm | 0,2 ppm
Acide chlorhydrique 1/a | 10035-10-6 | CH29501 | Acide bromhydrique | qualitatif | 5 ppm
Acide chlorhydrique 1/a | 7647-01-0 | CH29501 | Acide chlorhydrique | 0,1 - 100 ppm | 0,1 ppm
Acide chlorhydrique 1/a | 75-36-5 | CH29501 | Chlorure d'acétyle | 1 - 10 ppm | 1 ppm
Acide chlorhydrique 1/a | 10545-99-0 | CH29501 | Dichlorure de soufre | qualitatif | inconnu
Acide chlorhydrique 1/a | 10294-33-4 | CH29501 | Tribromure de bore | 1 - 20 ppm | 1 ppm
Acide chlorhydrique 1/a | 7719-12-2 | CH29501 | Trichlorure de phosphore | 5 - 25 ppm | 5 ppm
Acide chlorhydrique 1/a | 7637-07-2 | CH29501 | Trifluorure de bore | qualitatif | 10 ppm
Acide chlorhydrique 50/a | 10035-10-6 | 6728181 | Acide bromhydrique | 50 - 2000 ppm | 50 ppm
Acide chlorhydrique 50/a | 7647-01-0 | 6728181 | Acide chlorhydrique | 50 - 5000 ppm | 50 ppm
Acide chlorhydrique 50/a | 7719-12-2 | 6728181 | Trichlorure de phosphore | 12,5 - 125 ppm | 12,5 ppm
Acide chromique 0,1/a |  | 6728681 | Alcali-chromates | qualitatif | inconnu
Acide chromique 0,1/a | 1333-82-0 | 6728681 | Anhydride chromique | 0,05 - 2 mg/m3 | 0,05 mg/m3
Acide chromique 0,1/a | 7758-97-6 | 6728681 | Chromure de plomb | 0,5 - 2,5 mg/m3 | 0,5 mg/m3
Acide chromique 0,1/a | 7775-11-3 | 6728681 | Chromure de sodium | 0,1 - 0,5 mg/m3 | 0,1 mg/m3
Acide chromique 0,1/a | 7789-06-2 | 6728681 | Chromure de strontium (comme Sr) | 0,2 - 1 mg/m3 | 0,2 mg/m3
Acide chromique 0,1/a | 13530-65-9 | 6728681 | Chromure de zinc | 0,2 - 1 mg/m3 | 0,2 mg/m3
Acide chromique 0,1/a |  | 6728681 | Composés de chrome (VI) | qualitatif | inconnu
Acide chromique 0,1/a | 7778-50-9 | 6728681 | Dichromate de potassium | 0,1 - 0,5 mg/m3 | 0,1 mg/m3
Acide cyanhydrique 2/a | 74-90-8 | CH25701 | Acide cyanhydrique | 0,25 - 150 ppm | 0,25 ppm
Acide fluorhydrique 0,5/a | 7664-39-3 | 8103251 | Acide fluorhydrique | 0,5 - 90 ppm | 0,5 ppm
Acide fluorhydrique 0,5/a | 10294-33-4 | 8103251 | Tribromure de bore | 1 - 20 ppm | 1 ppm
Acide fluorhydrique 0,5/a | 7637-07-2 | 8103251 | Trifluorure de bore | 1,5 - 5 ppm | 1,5 ppm
Acide fluorhydrique 1,5/b | 7664-39-3 | CH30301 | Acide fluorhydrique | 1,5 - 60 ppm | 1,5 ppm
Acide formique 1/a | 64-19-7 | 6722701 | Acide acétique | 1 - 15 ppm | 1 ppm
Acide formique 1/a | 79-10-7 | 6722701 | Acide acrylique | 1 -10 ppm | 1 ppm
Acide formique 1/a | 64-18-6 | 6722701 | Acide formique | 1 - 15 ppm | 1 ppm
Acide formique 1/a | 79-41-4 | 6722701 | Acide méthacrylique | 1 - 15 ppm | 1 ppm
Acide formique 1/a | 79-09-4 | 6722701 | Acide propionique | 1 - 15 ppm | 1 ppm
Acide formique 1/a | 108-24-7 | 6722701 | Anhydride acétique | qualitatif | 2 ppm
Acide formique 1/a | 7719-12-2 | 6722701 | Trichlorure de phosphore | 5 - 25 ppm | 5 ppm
Acide nitrique 1/a | 7697-37-2 | 6728311 | Acide nitrique | 1 - 50 ppm | 1 ppm
Acide sulfurique 1/a | 7664-93-9 | 6728781 | Acide sulfurique | 1 - 5 mg/m3 | 1 mg/m3
Acide sulfurique 1/a | 7446-11-9 | 6728781 | Anhydride sulfurique | qualitatif | inconnu
Acide sulfurique 1/a | 7786-81-4 | 6728781 | Sulfure de nickel (comme Ni) | 3 - 5 mg/m3 | 3 mg/m3
Acides (test) |  | 8101121 | Acides | qualitatif | inconnu
Acrylate de méthyle 5/a | 96-33-3 | 6728161 | Acrylate de méthyle | 5 - 200 ppm | 5 ppm
Acrylate de méthyle 5/a | 141-32-2 | 6728161 | Acrylate de n-butyle | qualitatif | 50 ppm
Acrylate de méthyle 5/a | 103-11-7 | 6728161 | Acrylate d'éthyl-2 hexyle | qualitatif | 5 ppm
Acrylate de méthyle 5/a | 140-88-5 | 6728161 | Acrylate d'éthyle | 5 - 300 ppm | 5 ppm
Acrylate de méthyle 5/a | 106-63-8 | 6728161 | Acrylate d'isobutyle | 50 - 500 ppm | 50 ppm
Acrylate de méthyle 5/a | 80-62-6 | 6728161 | Méthacrylate de méthyle | 15 - 700 ppm | 15 ppm
Acrylate de méthyle 5/a | 97-63-2 | 6728161 | Méthacrylate d'éthyle | 100 - 400 ppm | 100 ppm
Alcool 100/a | 71-36-3 | CH29701 | 1-Butanol | qualitatif | 100 ppm
Alcool 100/a | 78-92-2 | CH29701 | 2-Butanol | qualitatif | inconnu
Alcool 100/a |  | CH29701 | Alcool | 100 - 3000 ppm | 100 ppm
Alcool 100/a | 107-18-6 | CH29701 | Alcool allylique | 30 - 150 ppm | 30 ppm
Alcool 100/a | 64-17-5 | CH29701 | Ethanol | 100 - 3000 ppm | 100 ppm
Alcool 100/a | 78-83-1 | CH29701 | Isobutanol | qualitatif | 100 ppm
Alcool 100/a | 67-63-0 | CH29701 | iso-Propanol | 100 - 3000 ppm | 100 ppm
Alcool 100/a | 67-56-1 | CH29701 | Méthanol | 100 - 3000 ppm | 100 ppm
Alcool 100/a | 71-23-8 | CH29701 | n-Propanol | 100 - 3000 ppm | 100 ppm
Alcool 100/a | 109-99-9 | CH29701 | Tétrahydrofurane | 50 - 400 ppm | 50 ppm
Alcool 25/a | 71-36-3 | 8101631 | 1-Butanol | 100 - 5000 ppm | 100 ppm
Alcool 25/a | 108-65-6 | 8101631 | 1-Méthoxypropylacétate | qualitatif | 50 ppm
Alcool 25/a | 111-44-4 | 8101631 | 2,2-Dichlorodiéthyléther | qualitatif | 10 ppm
Alcool 25/a | 78-92-2 | 8101631 | 2-Butanol | 100 - 2000 ppm | 100 ppm
Alcool 25/a | 75-07-0 | 8101631 | Acétaldéhyde | 10 - 150 ppm | 10 ppm
Alcool 25/a | 112-07-2 | 8101631 | Acétate de butylcellosolve | 20 - 250 ppm | 20 ppm
Alcool 25/a | 123-86-4 | 8101631 | Acétate de butyle | qualitatif | 10 ppm
Alcool 25/a | 108-05-4 | 8101631 | Acétate de vinyle | qualitatif | 5 ppm
Alcool 25/a |  | 8101631 | Alcool | 25 - 5000 ppm | 25 ppm
Alcool 25/a | 98-00-0 | 8101631 | Alcool furfurylique | qualitatif | 50 ppm
Alcool 25/a | 80-56-8 | 8101631 | a-Pinène | 10 - 200 ppm | 10 ppm
Alcool 25/a | 111-76-2 | 8101631 | Butoxy-2 éthanol | qualitatif | 100 ppm
Alcool 25/a | 98-82-8 | 8101631 | Cumène | qualitatif | 50 ppm
Alcool 25/a | 108-94-1 | 8101631 | Cyclohexanone | 25 - 100 ppm | 25 ppm
Alcool 25/a | 534-15-6 | 8101631 | Diméthoxy-1,1 éthane | 25 - 500 ppm | 25 ppm
Alcool 25/a | 110-71-4 | 8101631 | Diméthoxy-1,2 éthane | 100 - 1100 ppm | 100 ppm
Alcool 25/a | 64-17-5 | 8101631 | Ethanol | 25 - 2000 ppm | 25 ppm
Alcool 25/a | 34590-94-8 | 8101631 | Ether de dipropylènegylcol et de méthyle | qualitatif | 50 ppm
Alcool 25/a | 107-31-3 | 8101631 | Formiate de méthyle | qualitatif | 10 ppm
Alcool 25/a | 111-70-6 | 8101631 | Heptanol-1 | qualitatif | 50 ppm
Alcool 25/a | 111-27-3 | 8101631 | Hexanol-1 | 100 - 500 ppm | 100 ppm
Alcool 25/a | 78-83-1 | 8101631 | Isobutanol | 40 - 1000 ppm | 40 ppm
Alcool 25/a | 67-63-0 | 8101631 | iso-Propanol | 50 - 4000 ppm | 50 ppm
Alcool 25/a | 67-56-1 | 8101631 | Méthanol | 25 - 5000 ppm | 25 ppm
Alcool 25/a | 109-87-5 | 8101631 | Méthylal | 200 - 1000 ppm | 200 ppm
Alcool 25/a | 96-32-2 | 8101631 | Méthylbromoacétate | qualitatif | 100 ppm
Alcool 25/a | 96-34-4 | 8101631 | Méthylchloroacétate | qualitatif | 10 ppm
Alcool 25/a | 71-41-0 | 8101631 | n-Pentanol | 100 - 2000 ppm | 100 ppm
Alcool 25/a | 141-79-7 | 8101631 | Oxyde de mésityle | 25 - 500 ppm | 25 ppm
Alcool 25/a | 109-92-2 | 8101631 | Vinyl éthyl éther | 20 - 300 ppm | 20 ppm
Ammoniac 0,25/a |  | 8101711 | Amines | qualitatif | inconnu
Ammoniac 0,25/a | 7664-41-7 | 8101711 | Ammoniac | 0,25 - 3 ppm | 0,25 ppm
Ammoniac 0,25/a | 143-23-7 | 8101711 | Bis(hexaméthylène)triamine | qualitatif | 60 ppm
Ammoniac 0,25/a | 111-42-2 | 8101711 | Diéthanolamine | qualitatif | 3 ppm
Ammoniac 0,25/a | 100-37-8 | 8101711 | Diéthylamino-2 éthanol | 0,5 - 10 ppm | 0,5 ppm
Ammoniac 0,25/a | 111-40-0 | 8101711 | Diéthylènetriamine | qualitatif | 20 ppm
Ammoniac 0,25/a | 108-18-9 | 8101711 | Diisopropylamine | 0,5 - 6 ppm | 0,5 ppm
Ammoniac 0,25/a | 124-40-3 | 8101711 | Diméthylamine | 0,25 - 6 ppm | 0,25 ppm
Ammoniac 0,25/a | 108-16-7 | 8101711 | Diméthylisopropanolamine | 1 - 12 ppm | 1 ppm
Ammoniac 0,25/a | 142-84-7 | 8101711 | Dipropylamine | 0,5 - 5,5 ppm | 0,5 ppm
Ammoniac 0,25/a | 141-43-5 | 8101711 | Ethanolamine | 0,5 - 6 ppm | 0,5 ppm
Ammoniac 0,25/a | 107-15-3 | 8101711 | Ethylènediamine | 0,5 - 12 ppm | 0,5 ppm
Ammoniac 0,25/a | 151-56-4 | 8101711 | Ethylène-imine | 0,25 - 3 ppm | 0,25 ppm
Ammoniac 0,25/a | 617-89-0 | 8101711 | Furfurylamine | 0,25 - 3 ppm | 0,25 ppm
Ammoniac 0,25/a | 124-09-4 | 8101711 | Hexanediamine-1,6 | qualitatif | 100 ppm
Ammoniac 0,25/a | 7803-49-8 | 8101711 | Hydroxylamine | qualitatif | inconnu
Ammoniac 0,25/a | 110-91-8 | 8101711 | Morpholine | qualitatif | inconnu
Ammoniac 0,25/a | 108-01-0 | 8101711 | N,N-Diméthyl éthanolamine | qualitatif | inconnu
Ammoniac 0,25/a | 598-56-1 | 8101711 | N,N-Diméthyléthylamine | 0,2 - 2 ppm | 0,2 ppm
Ammoniac 0,25/a | 57-14-7 | 8101711 | N,N-Diméthylhydrazine | qualitatif | inconnu
Ammoniac 0,25/a | 996-35-0 | 8101711 | N,N-Diméthylisopropylamine | 1 - 12 ppm | 1 ppm
Ammoniac 0,25/a | 109-55-7 | 8101711 | N,N-Diméthyltriméthylènediamine | qualitatif | 1 ppm
Ammoniac 0,25/a | 105-59-9 | 8101711 | n-Méthyl diéthanolamine | qualitatif | inconnu
Ammoniac 0,25/a | 110-89-4 | 8101711 | Pipéridine | 0,25 - 15 ppm | 0,25 ppm
Ammoniac 0,25/a | 75-55-8 | 8101711 | Propylène imine | 0,25 - 3 ppm | 0,25 ppm
Ammoniac 0,25/a | 75-64-9 | 8101711 | tert-Butylamine | 0,5 - 7,5 ppm | 0,5 ppm
Ammoniac 0,25/a | 121-44-8 | 8101711 | Triéthylamine | 0,25 - 3 ppm | 0,25 ppm
Ammoniac 0,25/a | 112-24-3 | 8101711 | Triéthylène tetramine | qualitatif | inconnu
Ammoniac 0,25/a | 75-50-3 | 8101711 | Triméthylamine | 0,25 - 3 ppm | 0,25 ppm
Ammoniac 0,5%/a | 7664-41-7 | CH31901 | Ammoniac | 0,05 - 10 vol % | 0,05 vol %
Ammoniac 0,5%/a | 74-89-5 | CH31901 | Méthylamine | 0,25 - 3 % | 0.25%
Ammoniac 2/a | 7664-41-7 | 6733231 | Ammoniac | 1 -150 ppm | 1 ppm
Ammoniac 5/a | 107-11-9 | CH20501 | Allylamine | 10 - 105 ppm | 10 ppm
Ammoniac 5/a | 7664-41-7 | CH20501 | Ammoniac | 1 - 700 ppm | 1 ppm
Ammoniac 5/a | 124-02-7 | CH20501 | Diallylamine | qualitatif | 2,5 ppm
Ammoniac 5/a | 57-14-7 | CH20501 | N,N-Diméthylhydrazine | qualitatif | inconnu
Ammoniac 5/b | 7664-41-7 | 8101941 | Ammoniac | 2,5 - 100 ppm | 2,5 ppm
Ammoniac 5/b | 75-12-7 | 8101941 | Formamide | 0,5 - 10 ppm | 0,5 ppm
Anhydride carbonique 0,01%/a | 124-38-9 | CH30801 | Anhydride carbonique | 100 - 3000 ppm | 100 ppm
Anhydride carbonique 0,1%/a | 124-38-9 | CH23501 | Anhydride carbonique | 0,1 - 6 % | 0.1%
Anhydride carbonique 0,5%/a | 124-38-9 | CH31401 | Anhydride carbonique | 0,5 - 10 % | 0.5%
Anhydride carbonique 0,5%/b | 124-38-9 | 8101931 | Anhydride carbonique | 0,25 - 10 % | 0.25%
Anhydride carbonique 1%/a | 124-38-9 | CH25101 | Anhydride carbonique | 1 - 20 % | 1%
Anhydride carbonique 100/a | 124-38-9 | 8101811 | Anhydride carbonique | 100 - 3000 ppm | 100 ppm
Anhydride carbonique 5%/a | 124-38-9 | CH20301 | Anhydride carbonique | 5 - 60 % | 5%
Anhydride sulfureux 0,1/a | 7446-09-5 | 6727101 | Anhydride sulfureux | 0,1 - 3 ppm | 0,1 ppm
Anhydride sulfureux 0,1/a | 7719-09-7 | 6727101 | Chlorure de thionyle | 1 - 30 ppm | 1 ppm
Anhydride sulfureux 0,5/a | 7446-09-5 | 6728491 | Anhydride sulfureux | 0,5 - 25 ppm | 0,5 ppm
Anhydride sulfureux 0,5/a | 7791-25-5 | 6728491 | Chlorure de sulfuryle | qualitatif | inconnu
Anhydride sulfureux 0,5/a | 10545-99-0 | 6728491 | Dichlorure de soufre | qualitatif | inconnu
Anhydride sulfureux 1/a | 7446-09-5 | CH31701 | Anhydride sulfureux | 1 - 25 ppm | 1 ppm
Anhydride sulfureux 20/a | 7446-09-5 | CH24201 | Anhydride sulfureux | 10 - 2000 ppm | 10 ppm
Anhydride sulfureux 50/b | 7446-09-5 | 8101531 | Anhydride sulfureux | 50 - 8000 ppm | 50 ppm
Aniline 0,5/a | 95-51-2 | 6733171 | 2-Chloroanailine | qualitatif | inconnu
Aniline 0,5/a | 62-53-3 | 6733171 | Aniline | 0,5 - 10 ppm | 0,5 ppm
Aniline 0,5/a | 121-69-7 | 6733171 | N,N-Diméthylaniline | 0,5 - 10 ppm | 0,5 ppm
Aniline 0,5/a | 100-61-8 | 6733171 | n-Méthylaniline | 10 ppm | 10 ppm
Aniline 5/a | 62-53-3 | CH20401 | Aniline | 1 - 20 ppm | 1 ppm
Arsine (composés organiques) |  | CH26303 | Arsenic (composés organiques) | qualitatif | 3 mg/m3
Benzène 0,5/a | 71-43-2 | 6728561 | Benzène | 0,5 -10 ppm | 0,5 ppm
Benzène 0,5/c | 71-43-2 | 8101841 | Benzène | 0,5 -200 ppm | 0,5 ppm
Benzène 15/a | 71-43-2 | 8101741 | Benzène | 15 - 420 ppm | 15 ppm
Benzène 2/a | 71-43-2 | 8101231 | Benzène | 2 - 1200 ppm | 2 ppm
Benzène 5/a | 71-43-2 | 6718801 | Benzène | 5 - 40 ppm | 5 ppm
Benzène 5/b |  | 6728071 | Aromates | qualitatif | inconnu
Benzène 5/b | 71-43-2 | 6728071 | Benzène | 5 - 50 ppm | 5 ppm
Bioxyde d'azote 0,5/c | 10102-44-0 | CH30001 | Bioxyde d'azote | 0,025 - 25 ppm | 0,025 ppm
Bioxyde d'azote 2/c | 10102-44-0 | 6719101 | Bioxyde d'azote | 2 - 100 ppm | 2 ppm
Bromure de méthyle 0,2/a | 74-83-9 | 8103391 | Bromure de méthyle | 0,2 - 8 ppm | 0,2 ppm
Bromure de méthyle 0,5/a | 74-83-9 | 8101671 | Bromure de méthyle | 0,5 - 30 ppm | 0,5 ppm
Bromure de méthyle 0,5/a | 71-55-6 | 8101671 | Trichloro-1,1,1 éthane | qualitatif | 5 ppm
Bromure de méthyle 0,5/a | 79-00-5 | 8101671 | Trichloro-1,1,2 éthane | qualitatif | 50 ppm
Bromure de méthyle 3/a | 74-83-9 | 6728211 | Bromure de méthyle | 3 - 100 ppm | 3 ppm
Bromure de méthyle 3/a | 74-96-4 | 6728211 | Bromure d'éthyle | 40 - 400 ppm | 40 ppm
Bromure de méthyle 5/b | 74-83-9 | CH27301 | Bromure de méthyle | 0,8 - 50 ppm | 0,8 ppm
Bromure de méthyle 5/b | 74-96-4 | CH27301 | Bromure d'éthyle | 20 - 200 ppm | 2 ppm
Bromure de méthyle 5/b | 106-93-4 | CH27301 | Dibromure d'éthylène | 5 - 50 ppm | 5 ppm
Bromure de méthyle 5/b | 75-34-3 | CH27301 | Dichloro-1,1 éthane | 10 - 100 ppm | 10 ppm
Bromure de méthyle 5/b | 107-06-2 | CH27301 | Dichloro-1,2 éthane | 100 - 300 ppm | 100 ppm
Bromure de méthyle 5/b | 78-87-5 | CH27301 | Dichloro-1,2 propane | 50 - 100 ppm | 50 ppm
Bromure de méthyle 5/b | 79-00-5 | CH27301 | Trichloro-1,1,2 éthane | 10 - 200 ppm | 10 ppm
Brouillard de huile 1/a |  | 6733031 | Brouillard d'huile minérale | 1 - 10 mg/m3 | 1 mg/m3
Chlore 0,2/a | 7726-95-6 | CH24301 | Brome | 0,02 - 30 ppm | 0,02 ppm
Chlore 0,2/a | 7782-50-5 | CH24301 | Chlore | 0,02 - 30 ppm | 0,02 ppm
Chlore 0,2/a | 8007-56-5 | CH24301 | Chloronitriques (mélanges) | qualitatif | inconnu
Chlore 0,2/a | 10049-04-4 | CH24301 | Dioxyde de chlore | 0,1 - 1 ppm | 0,1 ppm
Chlore 0,2/a |  | CH24301 | Halogènes | qualitatif | inconnu
Chlore 0,2/a | 7681-52-9 | CH24301 | Sodium natriumhypochlorite | qualitatif | inconnu
Chlore 0,3/b | 7726-95-6 | 6728411 | Brome | 0,3 - 5 ppm | 0,3 ppm
Chlore 0,3/b | 7782-50-5 | 6728411 | Chlore | 0,3 - 100 ppm | 0,3 ppm
Chlore 50/a | 7726-95-6 | CH20701 | Brome | 50 - 500 ppm | 50 ppm
Chlore 50/a | 7782-50-5 | CH20701 | Chlore | 50 - 500 ppm | 50 ppm
Chlorobenzène 5/a | 108-90-7 | 6728761 | Chlorobenzène | 5 - 200 ppm | 5 ppm
Chlorobenzène 5/a | 100-44-7 | 6728761 | Chlorure de benzyle | 1 - 15 ppm | 1 ppm
Chlorobenzène 5/a | 95-50-1 | 6728761 | Dichloro-1,2 benzène | qualitatif | 5 ppm
Chlorobenzène 5/a | 541-73-1 | 6728761 | Dichloro-1,3 benzène | qualitatif | 5 ppm
Chlorobenzène 5/a | 106-46-7 | 6728761 | Dichloro-1,4 benzène | qualitatif | 10 ppm
Chlorobenzène 5/a |  | 6728761 | Dichlorobenzène, tous les isomères | qualitatif | 10 ppm
Chloroforme 2/a | 67-66-3 | 6728861 | Chloroforme | 2 - 10 ppm | 2 ppm
Chloroforme 2/a |  | 6728861 | Hydrocarbures chlorés | qualitatif | inconnu
Chloroformiates 0,2/b | 24468-13-1 | 6718601 | Chloroformiate de 2-éthylhexyle | qualitatif | 1 ppm
Chloroformiates 0,2/b | 79-22-1 | 6718601 | Chloroformiate de méthyle | 0,2 - 10 ppm | 0,2 ppm
Chloroformiates 0,2/b | 541-41-3 | 6718601 | Chloroformiate d'éthyle | 0,2 - 10 ppm | 0,2 ppm
Chloroformiates 0,2/b | 108-23-6 | 6718601 | Chloroformiate d'isopropyle | 0,2 - 10 ppm | 0,2 ppm
Chloroformiates 0,2/b |  | 6718601 | Esters de l'acide chloroformique | 0,2 - 10 ppm | 0,2 ppm
Chloropicrine 0,1/a | 76-06-2 | 8103421 | Chloropicrine | 0,1 - 2 ppm | 0,1 ppm
#N/A | 95-57-8 |  | o-Chlorophénol | qualitatif | inconnu
Chloropicrine 0,1/a | 79-37-8 | 8103421 | Chlorure de oxalyle | qualitatif | 0,25 ppm
Chloroprène 5/a | 106-99-0 | 6718901 | Butadiène-1,3 | 0,7 - 60 ppm | 0,7 ppm
Chloroprène 5/a | 592-41-6 | 6718901 | Hexène-1 | 5 - 60 ppm | 5 ppm
Chloroprène 5/a | 78-79-5 | 6718901 | Isoprène | 10 - 30 ppm | 10 ppm
Chloroprène 5/a | 111-66-0 | 6718901 | Octène-1 | 0,02 - 1 mg/l | 20 ppm
Chloroprène 5/a | 126-99-8 | 6718901 | ß-Chloroprène | 5 - 90 ppm | 5 ppm
Chloroprène 5/a | 107-39-1 | 6718901 | Triméthyl-2,4,4 pentène-1 | 2,5 - 100 ppm | 2,5 ppm
Chlorure de cyanogène 0,25/a | 506-68-3 | CH19801 | Bromure de cyanogène | qualitatif | inconnu
Chlorure de cyanogène 0,25/a | 506-77-4 | CH19801 | Chlorure de cyanogène | 0,25 - 5 ppm | 0,25 ppm
Chlorure de méthylène 100/a | 75-09-2 | 6724601 | Dichlorométhane | 10 - 2000 ppm | 10 ppm
Chlorure de méthylène 100/a | 79-00-5 | 6724601 | Trichloro-1,1,2 éthane | qualitatif | 10 ppm
Chlorure de vinyle 0,5/b | 79-27-6 | 8101721 | 1,1,2,2-Tétrabromoéthane | 0,5 - 3 ppm | 0,5 ppm
Chlorure de vinyle 0,5/b | 78-75-1 | 8101721 | 1,2-Dibromopropane | 0,25 - 3 ppm | 0,25 ppm
Chlorure de vinyle 0,5/b | 542-75-6 | 8101721 | 1,3-Dichloropropène | 1 - 2 ppm | 1 ppm
Chlorure de vinyle 0,5/b | 107-05-1 | 8101721 | Chlorure d'allyle | qualitatif | 1 ppm
Chlorure de vinyle 0,5/b | 75-01-4 | 8101721 | Chlorure de vinyle | 0,125 - 30 ppm | 0,125 ppm
Chlorure de vinyle 0,5/b | 75-35-4 | 8101721 | Chlorure de vinylidène | 0,38 - 3 ppm | 0,38 ppm
Chlorure de vinyle 0,5/b | 106-89-7 | 8101721 | Epichlorhydrine | qualitatif | 1 ppm
Chlorure de vinyle 0,5/b | 107-07-3 | 8101721 | Ethylènechlorhydrine | qualitatif | 2 ppm
Chlorure de vinyle 0,5/b |  | 8101721 | Hydrocarbures chlorés | qualitatif | inconnu
Chlorure de vinyle 0,5/b | 96-32-2 | 8101721 | Méthylbromoacétate | qualitatif | 500 ppm
Chlorure de vinyle 0,5/b | 71-55-6 | 8101721 | Trichloro-1,1,1 éthane | qualitatif | 100 ppm
Chlorure de vinyle 0,5/b | 79-00-5 | 8101721 | Trichloro-1,1,2 éthane | qualitatif | 50 ppm
Chlorure de vinyle 0,5/b | 120-82-1 | 8101721 | Trichloro-1,2,4 benzène | qualitatif | 1 ppm
Chlorure de vinyle 0,5/b | 96-18-4 | 8101721 | Tricloro-1,2,3 propane | qualitatif | 100 ppm
Chlorure de vinyle 1/a | 75-01-4 | 6728031 | Chlorure de vinyle | 1 - 50 ppm | 1 ppm
Chlorure de vinyle 1/a | 156-59-2 | 6728031 | Dichloro-1,2 éthylène (cis) | 7,5 - 75 ppm | 7,5 ppm
Chlorure de vinyle 1/a | 156-60-5 | 6728031 | Dichloro-1,2 éthylène (trans) | 7,5 - 75 ppm | 7,5 ppm
Chlorure de vinyle 1/a |  | 6728031 | Hydrocarbures chlorés | qualitatif | inconnu
Chlorure de vinyle 1/a | 7719-12-2 | 6728031 | Trichlorure de phosphore | 5 - 25 ppm | 5 ppm
Chlorure de vinyle 100/a | 75-01-4 | CH19601 | Chlorure de vinyle | 100 - 3000 ppm | 100 ppm
Cyanures 2/a | 592-01-8 | 6728791 | Cyanure de calcium | 2 - 15 mg/m3 | 2 mg/m3
Cyanures 2/a | 151-50-8 | 6728791 | Cyanure de potassium | 2 - 15 mg/m3 | 2 mg/m3
Cyanures 2/a | 143-33-9 | 6728791 | Cyanure de sodium | 2 - 15 mg/m3 | 2 mg/m3
Cyanures 2/a | 57-12-5 | 6728791 | Cyanures (comme CN) | 2 - 15 mg/m3 | 2 mg/m3
Cyclohexane 100/a | 110-82-7 | 6725201 | Cyclohexane | 100 - 1500 ppm | 100 ppm
Cyclohexane 100/a | 287-92-3 | 6725201 | Cyclopentane | 100 - 1500 ppm | 100 ppm
Cyclohexane 100/a | 115-10-6 | 6725201 | Diméthyléther | 500 - 4000 ppm | 500 ppm
Cyclohexane 100/a | 108-87-2 | 6725201 | Méthylcyclohexane | 200 - 3000 ppm | 200 ppm
Cyclohexane 100/a | 8030-30-6 | 6725201 | Solvent caoutchouc | qualitatif | inconnu
Cyclohexylamine 2/a | 107-10-8 | 6728931 | Amino-1 propane | 2 - 30 ppm | 2 ppm
Cyclohexylamine 2/a | 108-91-8 | 6728931 | Cyclohexylamine | 2 - 30 ppm | 2 ppm
Cyclohexylamine 2/a | 765-30-0 | 6728931 | Cyclopropylamine | 5 - 30 ppm | 5 ppm
Cyclohexylamine 2/a | 78-81-9 | 6728931 | Isobutylamine | 2 - 30 ppm | 2 ppm
Cyclohexylamine 2/a | 75-31-0 | 6728931 | Isopropylamine | 2 - 30 ppm | 2 ppm
Cyclohexylamine 2/a | 109-73-9 | 6728931 | n-Butylamine | 2 - 30 ppm | 2 ppm
Cyclohexylamine 2/a | 13952-84-6 | 6728931 | sec-Butylamine | 2 - 30 ppm | 2 ppm
Diéthyléther 100/a | 107-19-7 | 6730501 | 2-Propine-1-ol | 10 - 100 ppm | 10 ppm
Diéthyléther 100/a | 60-29-7 | 6730501 | Diéthyléther | 100 - 4000 ppm | 100 ppm
Diéthyléther 100/a | 108-20-3 | 6730501 | Diisopropyléther | 100 - 4000 ppm | 100 ppm
Diéthyléther 100/a | 142-96-1 | 6730501 | Ether dibutylique | 200 - 8000 ppm | 200 ppm
Diéthyléther 100/a | 111-43-3 | 6730501 | Ether propylique | 100 - 4000 ppm | 100 ppm
Diéthyléther 100/a | 96-32-2 | 6730501 | Méthylbromoacétate | qualitatif | 500 ppm
Diéthyléther 100/a | 2768-02-7 | 6730501 | Vinyltriméthoxysilane | 100 - 1000 ppm | 100 ppm
Diméthylformamide 10/b | 127-19-5 | 6718501 | N,N-Diméthylacétamide | 100 - 400 ppm | 100 ppm
Diméthylformamide 10/b | 68-12-2 | 6718501 | N,N-Diméthylformamide | 2,5 - 400 ppm | 2,5 ppm
Diméthylsulfate 0,005/c | 64-67-5 | 6718701 | Diéthylsulfate | qualitatif | 0,5 ppm
Diméthylsulfate 0,005/c | 77-78-1 | 6718701 | Diméthylsulfate | 0,005 - 0,6 ppm | 0,005 ppm
Diméthylsulfure 1/a | 106-99-0 | 6728451 | 1,3-Butadiène | 0,3 - 0,7 ppm | 0,3 ppm
Diméthylsulfure 1/a | 542-75-6 | 6728451 | 1,3-Dichloropropène | qualitatif | 1 ppm
Diméthylsulfure 1/a | 100-40-3 | 6728451 | 4-Vinylcyclohexène | 0,5 - 50 ppm | 0,5 ppm
Diméthylsulfure 1/a | 75-07-0 | 6728451 | Acétaldéhyde | qualitatif | 20 ppm
Diméthylsulfure 1/a | 107-02-8 | 6728451 | Acroléine | 0,1 - 10 ppm | 0,1 ppm
Diméthylsulfure 1/a | 106-95-6 | 6728451 | Bromure d'allyle | 1,5 - 105 ppm | 1,5 ppm
Diméthylsulfure 1/a | 75-18-3 | 6728451 | Diméthylsulfure | 1 - 60 ppm | 1 ppm
Diméthylsulfure 1/a | 624-92-0 | 6728451 | Disulfure de méthyle | 1 - 10 ppm | 1 ppm
Epichlorhydrine 5/b | 7782-50-5 | 6728111 | Chlore | qualitatif | 0,1 ppm
Epichlorhydrine 5/b | 106-89-8 | 6728111 | Epichlorhydrine | 5 - 50 ppm | 5 ppm
Esters de l'acide phosphorique 0,05/a | 62-73-7 | 6728461 | Dichlorevos (ISO) | 0,05 ppm | 0,05 ppm
Esters de l'acide phosphorique 0,05/a |  | 6728461 | Esters de l'acide phosphorique | qualitatif | inconnu
Esters de l'acide phosphorique 0,05/a | 56-38-2 | 6728461 | Parathion (ISO) | qualitatif | inconnu
Ethylbenzène 30/a | 100-41-4 | 6728381 | Ethylbenzène | 30 - 600 ppm | 30 ppm
Ethylène 0,1/a | 74-85-1 | 8101331 | Ethylène | 0,1 - 5 ppm | 0,1 ppm
Ethylène 50/a | 74-85-1 | 6728051 | Ethylène | 50 - 2500 ppm | 50 ppm
Ethylèneglycol 10 | 111-46-6 | 8101351 | Diéthylène glycol | qualitatif | inconnu
Ethylèneglycol 10 | 107-21-1 | 8101351 | Ethylènediglycol | 10 - 180 mg/m3 | 10 mg/m3
Ethylèneglycol 10 | 57-55-6 | 8101351 | Propylène glycol-1,3 | qualitatif | inconnu
Fluor 0,1/a | 7782-41-4 | 8101491 | Fluor | 0,05 - 2 ppm | 0,05 ppm
Formaldéhyde 0,2/a | 108-05-4 | 6733081 | Acétate de vinyle | qualitatif | 2 ppm
Formaldéhyde 0,2/a | 107-02-8 | 6733081 | Acroleïne | 0,1 - 0,5 ppm | 0,1 ppm
Formaldéhyde 0,2/a | 50-00-0 | 6733081 | Aldéhyde formique | 0,04 - 25 ppm | 0,04 ppm
Formaldéhyde 0,2/a | 123-38-6 | 6733081 | Aldéhyde propylique | 25 - 500 ppm | 25 ppm
Formaldéhyde 0,2/a | 100-52-7 | 6733081 | Benzaldéhyde | qualitatif | inconnu
Formaldéhyde 0,2/a | 123-72-8 | 6733081 | Butyraldéhyde | qualitatif | inconnu
Formaldéhyde 0,2/a | 138-86-3 | 6733081 | Dipentène | 5 - 200 ppm | 5 ppm
Formaldéhyde 0,2/a | 98-01-1 | 6733081 | Furfural | qualitatif | inconnu
Formaldéhyde 0,2/a | 111-30-8 | 6733081 | Glutaraldéhyde | qualitatif | inconnu
Formaldéhyde 0,2/a | 100-97-0 | 6733081 | Hexamine | qualitatif | inconnu
Formaldéhyde 0,2/a | 5989-27-5 | 6733081 | Limonène | 5 - 50 ppm | 5 ppm
Formaldéhyde 2/a | 50-00-0 | 8101751 | Aldéhyde formique | 2 - 40 ppm | 2 ppm
Gaz naturel (test) | 74-84-0 | CH20001 | Ethane | qualitatif | 0.05%
Gaz naturel (test) | 74-82-8 | CH20001 | Gaz naturel | qualitatif | 0,5 vol %
Gaz naturel (test) | 74-82-8 | CH20001 | Gaz naturel | qualitatif | 5000 ppm
Gaz naturel (test) | 74-98-6 | CH20001 | Propane | qualitatif | 0.05%
Hexane 100/a | 142-82-5 | 6728391 | n-Heptane | 200 - 1000 ppm | 200 ppm
Hexane 100/a | 110-54-3 | 6728391 | n-Hexane | 50 - 3000 ppm | 50 ppm
Huile 10/a-P |  | 6728371 | Brouillard d'huile minérale | 0,1 - 10 mg/m3 | 0,1 mg/m3
Huile 10/a-P | 117-81-7 | 6728371 | Di-sec-octylphthalate | 10 - 20 mg/m3 | 10 mg/m3
Huile 10/a-P |  | 6728371 | Huile | 0,1 - 100 mg/m3 | 0,1 mg/m3
Hydrazine 0,01/a | 302-01-2 | 8103351 | Hydrazine | 0,01 - 6 ppm | 0,01 ppm
Hydrazine 0,2/a | 302-01-2 | 6733121 | Hydrazine | 0,2 - 25 ppm | 0,2 ppm
Hydrazine 0,2/a | 60-34-4 | 6733121 | Méthylhydrazine | 0,2 - 10 ppm | 0,2 ppm
Hydrazine 0,25/a |  | CH31801 | Amines | qualitatif | inconnu
Hydrazine 0,25/a | 143-23-7 | CH31801 | Bis(hexaméthylène)triamine | qualitatif | inconnu
Hydrazine 0,25/a | 111-42-2 | CH31801 | Diéthanolamine | qualitatif | inconnu
Hydrazine 0,25/a | 100-37-8 | CH31801 | Diéthylamino-2 éthanol | qualitatif | inconnu
Hydrazine 0,25/a | 111-40-0 | CH31801 | Diéthylènetriamine | qualitatif | inconnu
Hydrazine 0,25/a | 108-18-9 | CH31801 | Diisopropylamine | qualitatif | inconnu
Hydrazine 0,25/a | 142-84-7 | CH31801 | Dipropylamine | qualitatif | inconnu
Hydrazine 0,25/a | 107-15-3 | CH31801 | Ethylènediamine | qualitatif | inconnu
Hydrazine 0,25/a | 151-56-4 | CH31801 | Ethylène-imine | qualitatif | inconnu
Hydrazine 0,25/a | 302-01-2 | CH31801 | Hydrazine | 0,1 - 10 ppm | 0,1 ppm
Hydrazine 0,25/a | 7803-49-8 | CH31801 | Hydroxylamine | qualitatif | inconnu
Hydrazine 0,25/a | 110-91-8 | CH31801 | Morpholine | qualitatif | inconnu
Hydrazine 0,25/a | 108-01-0 | CH31801 | N,N-Diméthyl éthanolamine | qualitatif | inconnu
Hydrazine 0,25/a | 996-35-0 | CH31801 | N,N-Diméthylisopropylamine | qualitatif | inconnu
Hydrazine 0,25/a | 109-55-7 | CH31801 | N,N-Diméthyltriméthylènediamine | qualitatif | inconnu
Hydrazine 0,25/a | 105-59-9 | CH31801 | n-Méthyl diéthanolamine | qualitatif | inconnu
Hydrazine 0,25/a | 75-64-9 | CH31801 | tert-Butylamine | qualitatif | inconnu
Hydrazine 0,25/a | 112-24-3 | CH31801 | Triéthylène tetramine | qualitatif | inconnu
Hydrocarbures 0,1%/b | 74-86-2 | CH26101 | Acétylène | 500 - 3000 ppm | 500 ppm
Hydrocarbures 0,1%/b | 74-85-1 | CH26101 | Ethylène | 0,5 - 2 % | 0,5 vol %
Hydrocarbures 0,1%/b |  | CH26101 | Gaz liquide | 1500 - 8000 ppm | 1500 ppm
Hydrocarbures 0,1%/b |  | CH26101 | Hydrocarbures | 0,1 - 1,3 % | 0.1%
Hydrocarbures 0,1%/b |  | CH26101 | Hydrocarbures d'essence | 0,1 - 1,3 % | 0.1%
Hydrocarbures 0,1%/b | 75-28-5 | CH26101 | Méthyl-2-propane | 100 - 1600 ppm | 100 ppm
Hydrocarbures 0,1%/b | 106-97-8 | CH26101 | n-Butane | 1000 - 8000 ppm | 1000 ppm
Hydrocarbures 0,1%/b | 74-98-6 | CH26101 | Propane | 0,5 - 1,3 % | 0.5%
Hydrocarbures 2 | 8032-32-4 | CH25401 | Essence de pétrole | 3 - 23 mg/l | 3 mg/l
Hydrocarbures 2 |  | CH25401 | Hydrocarbures | 2 - 23 mg/l | 2 mg/l
Hydrocarbures 2 |  | CH25401 | Hydrocarbures d'essence | 2 - 23 mg/l | 2 mg/l
Hydrocarbures 2 | 8008-20-6 | CH25401 | Kerosène | qualitatif | inconnu
Hydrocarbures 2 | 111-65-9 | CH25401 | n-Octane | 3 - 23 mg/l | 3 mg/l
Hydrocarbures 2 |  | CH25401 | Supercarburant | 3,3 - 27 mg/l | 3,3 mg/l
Hydrocarbures d'essence 10/a | 74-86-2 | 8101691 | Acétylène | 25 -300 ppm | 25 ppm
Hydrocarbures d'essence 10/a | 74-95-3 | 8101691 | Dibromométhane | 5 - 600 ppm | 5 ppm
Hydrocarbures d'essence 10/a | 106-93-4 | 8101691 | Dibromure d'éthylène | 25 - 1000 ppm | 25 ppm
Hydrocarbures d'essence 10/a |  | 8101691 | Diesel | qualitatif | 0,5 mg/l
Hydrocarbures d'essence 10/a |  | 8101691 | Essence (avec plomb) | 20 - 300 ppm | 20 ppm
Hydrocarbures d'essence 10/a |  | 8101691 | Essence d'avion IP5 | qualitatif | inconnu
Hydrocarbures d'essence 10/a | 8032-32-4 | 8101691 | Essence de pétrole | 10 - 300 ppm | 10 ppm
Hydrocarbures d'essence 10/a | 64742-48-9 | 8101691 | Exxsol D40 | 25 - 300 ppm | 25 ppm
Hydrocarbures d'essence 10/a | 64742-48-9 | 8101691 | Exxsol D40 | 50 - 350 ppm | 50 ppm
Hydrocarbures d'essence 10/a | 107-31-3 | 8101691 | Formiate de méthyle | 100 - 2000 ppm | 100 ppm
Hydrocarbures d'essence 10/a | 109-94-4 | 8101691 | Formiate d'éthyle | 100 - 200 ppm | 100 ppm
Hydrocarbures d'essence 10/a |  | 8101691 | Hydrocarbures | 10 - 300 ppm | 10 ppm
Hydrocarbures d'essence 10/a |  | 8101691 | Hydrocarbures d'essence | 10 - 300 ppm | 10 ppm
Hydrocarbures d'essence 10/a | 107-83-5 | 8101691 | i-Hexane | 20 - 600 ppm | 20 ppm
Hydrocarbures d'essence 10/a | 540-84-1 | 8101691 | Isooctane | 10 - 200 ppm | 10 ppm
Hydrocarbures d'essence 10/a | 90622-57-4 | 8101691 | Isopar G | 50 - 350 ppm | 50 ppm
Hydrocarbures d'essence 10/a | 90622-57-4 | 8101691 | Isopar G | 10 - 650 ppm | 10 ppm
Hydrocarbures d'essence 10/a | 90622-58-5 | 8101691 | Isopar H | 50 - 350 ppm | 50 ppm
Hydrocarbures d'essence 10/a | 90622-58-5 | 8101691 | Isopar H | 10 - 300 ppm | 10 ppm
Hydrocarbures d'essence 10/a | 8008-20-6 | 8101691 | Kerosène | 5 - 200 mg/m3 | 5 mg/m3
Hydrocarbures d'essence 10/a | 124-18-5 | 8101691 | n-Décane | 10 - 200 ppm | 10 ppm
Hydrocarbures d'essence 10/a | 112-40-3 | 8101691 | n-Dodécane | 50 - 400 ppm | 50 ppm
Hydrocarbures d'essence 10/a | 142-82-5 | 8101691 | n-Heptane | 7 - 210 ppm | 7 ppm
Hydrocarbures d'essence 10/a | 110-54-3 | 8101691 | n-Hexane | 5 - 150 ppm | 5 ppm
Hydrocarbures d'essence 10/a | 111-84-2 | 8101691 | n-Nonane | 12 - 360 ppm | 12 ppm
Hydrocarbures d'essence 10/a | 111-65-9 | 8101691 | n-Octane | 1 - 300 ppm | 1 ppm
Hydrocarbures d'essence 10/a |  | 8101691 | Shell A 151 | 0,3 - 2 mg/l | 0,3 mg/l
Hydrocarbures d'essence 10/a |  | 8101691 | Shellsol D7 | qualitatif | 25 ppm
Hydrocarbures d'essence 10/a | 64741-65-7 | 8101691 | Shellsol Topklean | 50 - 350 ppm | 50 ppm
Hydrocarbures d'essence 10/a | 8030-30-6 | 8101691 | Solvent caoutchouc | qualitatif | inconnu
Hydrocarbures d'essence 10/a | 79-00-5 | 8101691 | Trichloro-1,1,2 éthane | 10 - 50 ppm | 10 ppm
Hydrocarbures d'essence 10/a | 96-18-4 | 8101691 | Tricloro-1,2,3 propane | qualitatif | 100 ppm
Hydrocarbures d'essence 10/a | 1120-21-4 | 8101691 | Undécane | 10 - 200 ppm | 10 ppm
Hydrocarbures d'essence 10/a |  | 8101691 | Varsol 40 | 15 - 350 ppm | 15 ppm
Hydrocarbures d'essence 10/a | 8052-41-3 | 8101691 | White spirit | qualitatif | inconnu
Hydrocarbures d'essence 100/a | 78-78-4 | 6730201 | 2-Méthyl butane | 10 - 50 ppm | 10 ppm
Hydrocarbures d'essence 100/a | 74-86-2 | 6730201 | Acétylène | 100 - 2500 ppm | 100 ppm
Hydrocarbures d'essence 100/a | 74-83-9 | 6730201 | Bromure de méthyle | 500 - 2500 ppm | 500 ppm
Hydrocarbures d'essence 100/a |  | 6730201 | Essence d'avion IP34 | 100 - 1000 mg/m3 | 100 mg/m3
Hydrocarbures d'essence 100/a | 8032-32-4 | 6730201 | Essence de pétrole | 10 - 2500 ppm | 10 ppm
Hydrocarbures d'essence 100/a | 64742-47-8 | 6730201 | Exxsol D120 | 100 - 900 ppm | 100 ppm
Hydrocarbures d'essence 100/a | 64742-48-9 | 6730201 | Exxsol D40 | 125 - 1000 ppm | 125 ppm
Hydrocarbures d'essence 100/a | 64742-48-9 | 6730201 | Exxsol D40 | 80 - 600 ppm | 80 ppm
Hydrocarbures d'essence 100/a |  | 6730201 | Formex B | 50 - 2000 mg/m3 | 50 mg/m3
Hydrocarbures d'essence 100/a |  | 6730201 | Hydrocarbures | 100 - 2500 ppm | 100 ppm
Hydrocarbures d'essence 100/a |  | 6730201 | Hydrocarbures d'essence | 100 - 2500 ppm | 100 ppm
Hydrocarbures d'essence 100/a | 540-84-1 | 6730201 | Isooctane | 10 - 1500 ppm | 10 ppm
Hydrocarbures d'essence 100/a | 90622-57-4 | 6730201 | Isopar G | 30 - 500 ppm | 30 ppm
Hydrocarbures d'essence 100/a | 90622-58-5 | 6730201 | Isopar H | 140 - 1000 ppm | 140 ppm
Hydrocarbures d'essence 100/a | 90622-58-5 | 6730201 | Isopar M | qualitatif | 0,5 mg/l
Hydrocarbures d'essence 100/a | 8008-20-6 | 6730201 | Kerosène | qualitatif | inconnu
Hydrocarbures d'essence 100/a |  | 6730201 | Multidyn L 150 | 0,5 -3,9 mg/l | 0,5 mg/l
Hydrocarbures d'essence 100/a |  | 6730201 | Multidyn L 160 | 0,5 - 4 mg/l | 0,5 mg/l
Hydrocarbures d'essence 100/a |  | 6730201 | Nappar 10 | 200 - 1200 ppm | 200 ppm
Hydrocarbures d'essence 100/a |  | 6730201 | Nappar 11 | 180 - 1000 ppm | 180 ppm
Hydrocarbures d'essence 100/a | 92062-15-2 | 6730201 | Nappar 6 | 260 - 1000 ppm | 260 ppm
Hydrocarbures d'essence 100/a | 142-82-5 | 6730201 | n-Heptane | 100 - 500 ppm | 100 ppm
Hydrocarbures d'essence 100/a | 110-54-3 | 6730201 | n-Hexane | 20 - 200 ppm | 20 ppm
Hydrocarbures d'essence 100/a | 111-84-2 | 6730201 | n-Nonane | 500 - 1000 ppm | 500 ppm
Hydrocarbures d'essence 100/a | 111-65-9 | 6730201 | n-Octane | 10 - 4000 ppm | 100 ppm
Hydrocarbures d'essence 100/a | 109-66-0 | 6730201 | n-Pentane | 100 - 500 ppm | 100 ppm
Hydrocarbures d'essence 100/a | 64742-89-8 | 6730201 | Shellsol 60/95 | 125 - 1000 ppm | 125 ppm
Hydrocarbures d'essence 100/a | 64742-89-8 | 6730201 | Shellsol 60/95 | 125 - 900 ppm | 125 ppm
Hydrocarbures d'essence 100/a | 8030-30-6 | 6730201 | Solvent caoutchouc | qualitatif | inconnu
Hydrocarbures d'essence 100/a |  | 6730201 | Supercarburant | 0,2 - 3,2 mg/l | 0,2 mg/l
Hydrocarbures d'essence 100/a | 1120-21-4 | 6730201 | Undécane | qualitatif | inconnu
Hydrocarbures d'essence 100/a | 8052-41-3 | 6730201 | White spirit | qualitatif | inconnu
Hydrocarbures halogénés 100/a | 76-12-0 | 8101601 | 1,1,2,2-Tétrachloro-1,2-difluoroéthane | qualitatif | inconnu
Hydrocarbures halogénés 100/a | 76-13-1 | 8101601 | 1,1,2-Trichloro-1,2,2-trifluoroéthane | 200 - 2800 ppm | 200 ppm
Hydrocarbures halogénés 100/a | 107-04-0 | 8101601 | Bromo-1-chloro-2-éthane | qualitatif | inconnu
Hydrocarbures halogénés 100/a | 353-59-3 | 8101601 | Bromochlorodifluorométhane | qualitatif | inconnu
Hydrocarbures halogénés 100/a | 74-97-5 | 8101601 | Bromochlorométhane | qualitatif | 100 ppm
Hydrocarbures halogénés 100/a | 75-68-3 | 8101601 | Chlorodifluoroéthane | qualitatif | 500 ppm
Hydrocarbures halogénés 100/a | 75-45-6 | 8101601 | Chlorodifluorométhane | 200 - 2800 ppm | 200 ppm
Hydrocarbures halogénés 100/a | 593-70-4 | 8101601 | Chlorofluorométhane | qualitatif | inconnu
Hydrocarbures halogénés 100/a | 76-14-2 | 8101601 | Cryofluorane (INN) | 200 - 2800 ppm | 200 ppm
Hydrocarbures halogénés 100/a | 75-61-6 | 8101601 | Dibromodifluorométhane | qualitatif | inconnu
Hydrocarbures halogénés 100/a | 75-71-8 | 8101601 | Dichlorodifluorométhane | 500 - 2000 ppm | 500 ppm
Hydrocarbures halogénés 100/a | 75-43-4 | 8101601 | Dichlorofluorométhane | qualitatif | inconnu
Hydrocarbures halogénés 100/a |  | 8101601 | FCH | qualitatif | inconnu
Hydrocarbures halogénés 100/a | 151-67-7 | 8101601 | Halothane | qualitatif | inconnu
Hydrocarbures halogénés 100/a | 2551-62-4 | 8101601 | Hexafluorure de soufre | 500 - 2000 ppm | 500 ppm
Hydrocarbures halogénés 100/a |  | 8101601 | Hydrocarbures chlorés | qualitatif | inconnu
Hydrocarbures halogénés 100/a |  | 8101601 | Hydrocarbures halogénés | qualitatif | inconnu
Hydrocarbures halogénés 100/a | 71-55-6 | 8101601 | Trichloro-1,1,1 éthane | qualitatif | 100 ppm
Hydrocarbures halogénés 100/a | 75-69-4 | 8101601 | Trichlorofluorométhane | 100 - 1400 ppm | 100 ppm
Hydrocarbures halogénés 100/a | 75-63-8 | 8101601 | Trifluorobromométhane | qualitatif | 200 ppm
Hydrogène 0,2%/a | 1333-74-0 | 8101511 | Hydrogène | 100 - 20000 ppm | 100 ppm
Hydrogène 0,5%/a | 1333-74-0 | CH30901 | Hydrogène | 250 - 30000 ppm | 250 ppm
Hydrogène arsénié 0,05/a | 7784-42-1 | CH25001 | Arsine | 0,05 - 60 ppm | 0,05 ppm
Hydrogène arsénié 0,05/a | 7803-52-3 | CH25001 | Stibine | 0,05 - 3 ppm | 0,05 ppm
Hydrogène phosphoré 0,01/a | 7784-42-1 | 8101611 | Arsine | qualitatif | 0,01 ppm
Hydrogène phosphoré 0,01/a | 7803-51-2 | 8101611 | Phosphine | 0,01 - 3 ppm | 0,01 ppm
Hydrogène phosphoré 0,1/a | 7803-51-2 | CH31101 | Phosphine | 0,01 - 40 ppm | 0,01 ppm
Hydrogène phosphoré 0,1/b dans l'acétylène |  | 8103341 | Phosphine en acétylène | 0,1 - 15 ppm | 0,1 ppm
Hydrogène phosphoré 1/a | 7803-51-2 | 8101801 | Phosphine | 1 - 200 ppm | 1 ppm
Hydrogène phosphoré 25/a | 7803-51-2 | 8101621 | Phosphine | 25 - 10.000 ppm | 25 ppm
Hydrogène phosphoré 50/a | 7803-51-2 | CH21201 | Phosphine | 50 - 3000 ppm | 50 ppm
Hydrogène sulfuré 0,2%/a | 7783-06-4 | CH28101 | Hydrogène sulfuré | 0,02 - 7 % | 0.02%
Hydrogène sulfuré 0,2/a | 7783-06-4 | 8101461 | Hydrogène sulfuré | 0,02 - 50 ppm | 0,02 ppm
Hydrogène sulfuré 0,2/b | 75-66-1 | 8101991 | 2-Méthyl-2-propanethiol | qualitatif | 2 ppm
Hydrogène sulfuré 0,2/b | 507-09-5 | 8101991 | Acide thioacétique | 10 - 100 ppm | 10 ppm
Hydrogène sulfuré 0,2/b | 7783-06-4 | 8101991 | Hydrogène sulfuré | 0,2 - 6 ppm | 0,2 ppm
Hydrogène sulfuré 0,5/a | 7783-06-4 | 6728041 | Hydrogène sulfuré | 0,05 - 150 ppm | 0,05 ppm
Hydrogène sulfuré 0,5/a | 7783-07-5 | 6728041 | Sélénure de hydrogène | 0,5 - 5 ppm | 5 ppm
Hydrogène sulfuré 1/c | 7783-06-4 | 6719001 | Hydrogène sulfuré | 0,1 - 200 ppm | 0,1 ppm
Hydrogène sulfuré 1/d | 7783-06-4 | 8101831 | Hydrogène sulfuré | 1 - 200 ppm | 1 ppm
Hydrogène sulfuré 100/a | 7783-06-4 | CH29101 | Hydrogène sulfuré | 10 - 2000 ppm | 10 ppm
Hydrogène sulfuré 2%/a | 7783-06-4 | 8101211 | Hydrogène sulfuré | 0,2 - 40 % | 0.2%
Hydrogène sulfuré 2/a | 7783-06-4 | 6728821 | Hydrogène sulfuré | 2 - 200 ppm | 2 ppm
Hydrogène sulfuré 2/b | 7783-06-4 | 8101961 | Hydrogène sulfuré | 1 - 60 ppm | 1 ppm
Hydrogène sulfuré 5/b | 7783-06-4 | CH29801 | Hydrogène sulfuré | 0,5 - 600 ppm | 0,5 ppm
Mercaptan 0,1/a | 75-33-2 | 8103281 | Isopropylmercaptan | 0,1 - 15 ppm | 0,1 ppm
Mercaptan 0,1/a | 75-08-1 | 8103281 | Mercaptan éthylique | 0,1 - 15 ppm | 0,1 ppm
Mercaptan 0,1/a | 74-93-1 | 8103281 | Méthylmercaptan | 0,05 - 15 ppm | 0,05 ppm
Mercaptan 0,5/a | 75-33-2 | 6728981 | Isopropylmercaptan | 0,5 - 5 ppm | 0,5 ppm
Mercaptan 0,5/a | 109-79-5 | 6728981 | Mercaptan de butyle | 0,5 - 5 ppm | 0,5 ppm
Mercaptan 0,5/a | 75-08-1 | 6728981 | Mercaptan éthylique | 0,1 - 20 ppm | 0,1 ppm
Mercaptan 0,5/a | 74-93-1 | 6728981 | Méthylmercaptan | 0,1 - 20 ppm | 0,1 ppm
Mercaptan 0,5/a | 107-03-9 | 6728981 | Propylmercaptan | 0,5 - 5 ppm | 0,5 ppm
Mercaptan 0,5/a |  | 6728981 | Scentinel E | 1 - 10 mg/m3 | 1 mg/m3
Mercaptan 20/a | 109-79-5 | 8101871 | Mercaptan de butyle | 20 - 100 ppm | 20 ppm
Mercaptan 20/a | 75-08-1 | 8101871 | Mercaptan éthylique | 2 - 1000 ppm | 2 ppm
Mercaptan 20/a | 108-98-5 | 8101871 | Mercaptan phénilique | 2 - 100 ppm | 2 ppm
Mercaptan 20/a | 74-93-1 | 8101871 | Méthylmercaptan | 2 - 1000 ppm | 2 ppm
Mercaptan 20/a | 107-03-9 | 8101871 | Propylmercaptan | 2 - 100 ppm | 2 ppm
Nickel 0,25/a | 7718-54-9 | 6728871 | Chlorure de nickel (comme Ni) | 0,55 - 2,2 mg/m3 | 0,55 mg/m3
Nickel 0,25/a | 7440-02-0 | 6728871 | Nickel | 0,1 - 1 mg/m3 | 0,1 mg/m3
Nickel 0,25/a | 7786-81-4 | 6728871 | Sulfure de nickel (comme Ni) | 0,7 - 2,6 mg/m3 | 0,7 mg/m3
Nickel 0,25/a | 10028-22-5 | 6728871 | Sulphate de fer | qualitatif | 1 mg
Nickeltétracarbonyle 0,1/a | 13463-40-6 | CH19501 | Fer pentacarbonyle | qualitatif | 1 ppm
Nickeltétracarbonyle 0,1/a | 13463-39-3 | CH19501 | Nickeltétracarbonyle | 0,1 - 1 ppm | 0,1 ppm
Nitrile acrylique 0,5/a | 107-13-1 | 6728591 | Acrylonitrile | 0,5 - 20 ppm | 0,5 ppm
Nitrile acrylique 0,5/a | 93-58-3 | 6728591 | Benzoate de méthyle | qualitatif | 500 ppm
Nitrile acrylique 0,5/a | 123-98-7 | 6728591 | Méthylacrylonitrile | qualitatif | inconnu
Nitrile acrylique 0,5/a | 107-12-0 | 6728591 | Propionitrile | 5 - 44 ppm | 5 ppm
Nitrile acrylique 5/b | 107-13-1 | CH26901 | Acrylonitrile | 5 - 30 ppm | 5 ppm
Nitrile acrylique 5/b | 926-64-7 | CH26901 | Diméthylaminoacétonitrile | qualitatif | 50 ppm
Nitrile acrylique 5/b | 123-98-7 | CH 26901 | Méthylacrylonitrile | qualitatif | 5 ppm
Nitroglycol 0,25/a | 628-96-6 | 6718201 | Ethylène glycol dinitrate | 0,25 ppm | 0,25 ppm
Nitroglycol 0,25/a | 55-63-0 | 6718201 | Nitroglycerine | qualitatif | inconnu
Odorisant gaz naturel TBM | 75-66-1 | 8103071 | 2-Méthyl-2-propanethiol | 1 - 15 mg/m3 | 1 mg/m3
Olefine 0,05%/a | 106-98-9 | CH31201 | 1-Butène | 0,04 - 2,4 % | 0.04%
Olefine 0,05%/a | 106-99-0 | CH31201 | Butadiène-1,3 | 100 - 1200 ppm | 100 ppm
Olefine 0,05%/a |  | CH31201 | Oléfines | 0,04 - 3,2 % | 0.04%
Olefine 0,05%/a | 115-07-1 | CH31201 | Propylène | 0,06 - 3,2 % | 0.06%
Organoazotés basiques |  | CH25903 | Organoazotés basiques | qualitatif | 1 mg/m3
o-Toluidine 1/a | 95-53-4 | 6728991 | o-Toluidine | 1 -30 ppm | 1 ppm
Oxyde de carbone 0,001%/a | 630-08-0 | 6728751 | Monoxyde de carbone | 10 - 3000 ppm | 10 ppm
Oxyde de carbone 0,3%/b | 630-08-0 | CH29901 | Monoxyde de carbone | 0,3 - 7 % | 0.3%
Oxyde de carbone 10/b | 630-08-0 | CH20601 | Monoxyde de carbone | 1 - 3000 ppm | 1 ppm
Oxyde de carbone 10/c | 630-08-0 | 8101951 | Monoxyde de carbone | 5 - 250 ppm | 5 ppm
Oxyde de carbone 10/d | 630-08-0 | 8103321 | Monoxyde de carbone | 10 - 3000 ppm | 10 ppm
Oxyde de carbone 2/a | 630-08-0 | 6733051 | Monoxyde de carbone | 2 - 300 ppm | 2 ppm
Oxyde de carbone 2/a | 463-58-1 | 6733051 | Sulfure de carbonyle | qualitatif | 2 ppm
Oxyde de carbone 5/c | 630-08-0 | CH25601 | Monoxyde de carbone | 0,5 - 700 ppm | 0,5 ppm
Oxyde de carbone 8/a | 630-08-0 | CH19701 | Monoxyde de carbone | 8 - 1200 ppm | 8 ppm
Oxyde d'éthylène 1/a | 106-88-7 | 6728961 | Epoxy-1,2 butane | 2 - 30 ppm | 2 ppm
Oxyde d'éthylène 1/a | 75-56-9 | 6728961 | Oxyde de propylène | 1 - 60 ppm | 1 ppm
Oxyde d'éthylène 1/a | 75-21-8 | 6728961 | Oxyde d'éthylène | 0,2 - 30 ppm | 0,2 ppm
Oxyde d'éthylène 25/a | 107-19-7 | 6728241 | 2-Propine-1-ol | 10 - 100 ppm | 10 ppm
Oxyde d'éthylène 25/a | 75-56-9 | 6728241 | Oxyde de propylène | 50 - 2000 ppm | 50 ppm
Oxyde d'éthylène 25/a | 75-21-8 | 6728241 | Oxyde d'éthylène | 25 - 500 ppm | 25 ppm
Oxyde d'éthylène 25/a | 57-55-6 | 6728241 | Propylène glycol-1,3 | qualitatif | inconnu
Oxygène 5%/B | 7782-44-7 | 6728081 | Oxygène | 0,05 - 23 % | 0.05%
Oxygène 5%/C | 7782-44-7 | 8103261 | Oxygène | 5 - 23 % | 5%
Ozone 0,05/b | 10028-15-6 | 6733181 | Ozone | 0,01 - 7 ppm | 0,01 ppm
Ozone 10/a | 10028-15-6 | CH21001 | Ozone | 10 - 300 ppm | 10 ppm
Pentane 100/a | 8032-32-4 | 6724701 | Essence de pétrole | qualitatif | inconnu
Pentane 100/a | 64-17-5 | 6724701 | Ethanol | 0,52 - 5,2 % | 0,52 vol %
Pentane 100/a | 75-28-5 | 6724701 | Méthyl-2-propane | 100 - 800 ppm | 100 ppm
Pentane 100/a | 109-66-0 | 6724701 | n-Pentane | 100 - 1500 ppm | 100 ppm
Perchloréthylène 0,1/a | 79-34-5 | 8101551 | 1,1,2,2-Tétrachloroéthane | qualitatif | 1 ppm
Perchloréthylène 0,1/a | 78-75-1 | 8101551 | 1,2-Dibromopropane | qualitatif | 10 ppm
Perchloréthylène 0,1/a | 513-37-1 | 8101551 | Chloro-1 méthyl-2 propène-1 | 1 - 40 ppm | 1 ppm
Perchloréthylène 0,1/a | 100-44-7 | 8101551 | Chlorure de benzyle | 0,2 - 8 ppm | 0,2 ppm
Perchloréthylène 0,1/a | 563-47-3 | 8101551 | Chlorure de méthyle allylique | 1 - 40 ppm | 1 ppm
Perchloréthylène 0,1/a | 75-00-3 | 8101551 | Chlorure d'éthyle | 5 - 50 ppm | 5 ppm
Perchloréthylène 0,1/a | 75-34-3 | 8101551 | Dichloro-1,1 éthane | 5 - 40 ppm | 5 ppm
Perchloréthylène 0,1/a | 107-06-2 | 8101551 | Dichloro-1,2 éthane | 10 - 50 ppm | 10 ppm
Perchloréthylène 0,1/a |  | 8101551 | Hydrocarbures chlorés | qualitatif | inconnu
Perchloréthylène 0,1/a | 96-32-2 | 8101551 | Méthylbromoacétate | qualitatif | 500 ppm
Perchloréthylène 0,1/a | 127-18-4 | 8101551 | Perchloréthylène | 0,1 - 4 ppm | 0,1 ppm
Perchloréthylène 0,1/a | 594-42-3 | 8101551 | Perchloro méthylmercaptan | 0,1 - 0,6 ppm | 0,1 ppm
Perchloréthylène 0,1/a | 71-55-6 | 8101551 | Trichloro-1,1,1 éthane | qualitatif | 5 ppm
Perchloréthylène 0,1/a | 79-00-5 | 8101551 | Trichloro-1,1,2 éthane | qualitatif | 50 ppm
Perchloréthylène 0,1/a | 79-01-6 | 8101551 | Trichloroéthylène | 0,1 - 4 ppm | 0,1 ppm
Perchloréthylène 0,1/a | 96-18-4 | 8101551 | Tricloro-1,2,3 propane | qualitatif | 10 ppm
Perchloréthylène 10/b |  | CH30701 | Hydrocarbures chlorés | qualitatif | inconnu
Perchloréthylène 10/b | 127-18-4 | CH30701 | Perchloréthylène | 10 - 1000 ppm | 10 ppm
Perchloréthylène 2/a | 2567-14-8 | 8101501 | 1,1,3-Trichloropropène | 2 - 40 ppm | 2 ppm
Perchloréthylène 2/a | 78-75-1 | 8101501 | 1,2-Dibromopropane | 0,2 - 10 ppm | 0,2 ppm
Perchloréthylène 2/a | 542-75-6 | 8101501 | 1,3-Dichloropropène | 100 - 500 ppm | 100 ppm
Perchloréthylène 2/a | 540-54-5 | 8101501 | 1-Chloropropane | 2 - 80 ppm | 2 ppm
Perchloréthylène 2/a | 75-25-2 | 8101501 | Bromoforme | 2,5 - 10 ppm | 2,5 ppm
Perchloréthylène 2/a | 593-60-2 | 8101501 | Bromure de vinyle | 0,7 - 300 ppm | 0,7 ppm
Perchloréthylène 2/a | 78-86-4 | 8101501 | Chloro-2 butane | 2 - 40 ppm | 2 ppm
Perchloréthylène 2/a | 107-06-2 | 8101501 | Dichloro-1,2 éthane | qualitatif | inconnu
Perchloréthylène 2/a |  | 8101501 | Hydrocarbures chlorés | qualitatif | inconnu
Perchloréthylène 2/a | 96-32-2 | 8101501 | Méthylbromoacétate | qualitatif | 500 ppm
Perchloréthylène 2/a | 127-18-4 | 8101501 | Perchloréthylène | 2 - 300 ppm | 2 ppm
Perchloréthylène 2/a | 594-42-3 | 8101501 | Perchloro méthylmercaptan | qualitatif | 7 ppm
Perchloréthylène 2/a | 71-55-6 | 8101501 | Trichloro-1,1,1 éthane | qualitatif | 2 ppm
Perchloréthylène 2/a | 79-00-5 | 8101501 | Trichloro-1,1,2 éthane | qualitatif | 50 ppm
Perchloréthylène 2/a | 96-18-4 | 8101501 | Tricloro-1,2,3 propane | 2 - 100 ppm | 2 ppm
Perchloréthylène 50/a |  | 8101851 | Hydrocarbures chlorés | qualitatif | inconnu
Perchloréthylène 50/a | 127-18-4 | 8101851 | Perchloréthylène | 50 - 10000 ppm | 50 ppm
Peroxyde de hydrogène 0,1/a | 7722-84-1 | 8101041 | Peroxyde de hydrogène | 0,1 - 30 ppm | 0,1 ppm
Phénol 1/b | 1745-81-9 | 8101641 | 2-Allylphénol | qualitatif | 2,5 ppm
Phénol 1/b | 108-43-0 | 8101641 | Chloro-3 phénol | qualitatif | inconnu
Phénol 1/b | 106-48-9 | 8101641 | Chloro-4 phénol | qualitatif | inconnu
Phénol 1/b | 1319-77-3 | 8101641 | Crésol | 0,8 - 16 ppm | 0,8 ppm
Phénol 1/b | 108-39-4 | 8101641 | m-Crésol | 0,8 - 16 ppm | 0,8 ppm
Phénol 1/b | 95-57-8 | 8101641 | o-Chlorophénol | qualitatif | inconnu
Phénol 1/b | 95-48-7 | 8101641 | o-Crésol | 1,1 - 22 ppm | 1,1 ppm
Phénol 1/b | 106-44-5 | 8101641 | p-Crésol | qualitatif | 2 ppm
Phénol 1/b | 108-95-2 | 8101641 | Phénol | 1 - 20 ppm | 1 ppm
Phosgène 0,02/a | 4635-59-0 | 8101521 | Chlorure de 4-chlorobutyryl | 0,5 - 4,5 ppm | 0,5 ppm
Phosgène 0,02/a | 75-44-5 | 8101521 | Phosgène | 0,02 - 1 ppm | 0,02 ppm
Phosgène 0,05/a | 75-44-5 | CH19401 | Phosgène | 0,04 - 1,5 ppm | 0,04 ppm
Phosgène 0,25/c | 75-36-5 | CH28301 | Chlorure d'acétyle | qualitatif | 1 ppm
Phosgène 0,25/c | 75-44-5 | CH28301 | Phosgène | 0,25 - 25 ppm | 0,25 ppm
Polytest | 67-64-1 | CH28401 | Acétone | qualitatif | 2000 ppm
Polytest | 74-86-2 | CH28401 | Acétylène | qualitatif | 10 ppm
Polytest | 7784-42-1 | CH28401 | Arsine | qualitatif | 10 ppm
Polytest | 71-43-2 | CH28401 | Benzène | qualitatif | 50 ppm
Polytest | 75-15-0 | CH28401 | Disulfure de carbone | qualitatif | 1 ppm
Polytest | 8032-32-4 | CH28401 | Essence de pétrole | qualitatif | 50 mg/m3
Polytest | 74-85-1 | CH28401 | Ethylène | qualitatif | 50 ppm
Polytest |  | CH28401 | Gasoil | qualitatif | inconnu
Polytest | 7783-06-4 | CH28401 | Hydrogène sulfuré | qualitatif | 2 ppm
Polytest | 630-08-0 | CH28401 | Monoxyde de carbone | qualitatif | 5 ppm
Polytest | 108-38-3 | CH28401 | m-Xylène | qualitatif | 10 ppm
Polytest | 106-97-8 | CH28401 | n-Butane | qualitatif | 100 ppm
Polytest | 111-65-9 | CH28401 | n-Octane | qualitatif | 10 ppm
Polytest | 10102-43-9 | CH28401 | Oxyde d'azote (NO) | qualitatif | 50 ppm
Polytest | 95-47-6 | CH28401 | o-Xylène | qualitatif | 10 ppm
Polytest | 127-18-4 | CH28401 | Perchloréthylène | qualitatif | 20 ppm
Polytest | 8002-05-9 | CH28401 | Pétrole | qualitatif | inconnu
Polytest | 92-52-4 | CH28401 | Phényl benzène | qualitatif | inconnu
Polytest |  | CH28401 | Phenyl ether/Biphenyl (mixture) | qualitatif | inconnu
Polytest | 101-84-8 | CH28401 | Phénylether | qualitatif | 10 ppm
Polytest | 74-98-6 | CH28401 | Propane | qualitatif | 500 ppm
Polytest | 106-42-3 | CH28401 | p-Xylène | qualitatif | 10 ppm
Polytest | 110-86-1 | 6728651 | Pyridine | 5 ppm | 5 ppm
Polytest | 100-42-5 | CH28401 | Styrène | qualitatif | 10 ppm
Polytest |  | CH28401 | Substances oxydables | qualitatif | inconnu
Polytest | 108-88-3 | CH28401 | Toluène | qualitatif | 10 ppm
Polytest | 79-01-6 | CH28401 | Trichloroéthylène | qualitatif | 50 ppm
Polytest | 1120-21-4 | CH28401 | Undécane | qualitatif | inconnu
Polytest | 1330-20-7 | CH28401 | Xylènes | qualitatif | 10 ppm
Styrène 10/a | 1321-74-0 | 6723301 | Divinyl benzène | 1 - 40 ppm | 1 ppm
Styrène 10/a | 100-42-5 | 6723301 | Styrène | 10 - 200 ppm | 10 ppm
Styrène 10/b | 98-83-9 | 6733141 | a-Methylstyrène | 10 - 50 ppm | 10 ppm
Styrène 10/b | 25013-15-4 | 6733141 | Méthylstyrènes | 10 - 100 ppm | 10 ppm
Styrène 10/b | 100-42-5 | 6733141 | Styrène | 10 - 250 ppm | 10 ppm
Styrène 50/a | 100-42-5 | CH27601 | Styrène | 50 - 400 ppm | 50 ppm
Sulfure de carbone 0,04 | 75-15-0 | CH26001 | Disulfure de carbone | 3 - 95 ppm | 3 ppm
Sulfure de carbone 3/a | 75-15-0 | 8101891 | Disulfure de carbone | 3 - 95 ppm | 3 ppm
Sulfure de carbone 30/a | 75-15-0 | CH23201 | Disulfure de carbone | 0,1 - 60 mg/l | 32 ppm
Sulfure de carbone 5/a | 75-15-0 | 6728351 | Disulfure de carbone | 2,5 - 120 ppm | 2,5 ppm
Sulfure de carbone 5/a | 79-00-5 | 6728351 | Trichloro-1,1,2 éthane | qualitatif | 10 ppm
Sulfurylfluoride 1/a | 2699-79-8 | 8103471 | Sulfurylfluoride | 1 - 5 ppm | 1 ppm
Test Amines |  | 8101061 | Amines | qualitatif | inconnu
Test simultané fumigation 1 |  | 8103380 | Gaz de fumigation | qualitatif | voir manuel
Test simultané I |  | 8101735 | Gaz d'incendie inorganiques | qualitatif | voir manuel
Test simultané II |  | 8101736 | Gaz d'incendie inorganiques | qualitatif | voir manuel
Test simultané III |  | 8101770 | Vapeurs organiques | qualitatif | zie GA
Tétrachlorure de carbone 0,2/b | 56-23-5 | 8101791 | Tétrachlorure de carbone | 0,2 - 70 ppm | 0,2 ppm
Tétrachlorure de carbone 1/a | 76-06-2 | 8101021 | Chloropicrine | qualitatif | 2,35 ppm
Tétrachlorure de carbone 1/a | 56-23-5 | 8101021 | Tétrachlorure de carbone | 1 - 15 ppm | 1 ppm
Tétrachlorure de carbone 5/c | 56-23-5 | CH27401 | Tétrachlorure de carbone | 5 - 50 ppm | 5 ppm
Tétrahydrothiophène 1/b | 75-66-1 | 8101341 | 2-Méthyl-2-propanethiol | qualitatif | 2 ppm
Tétrahydrothiophène 1/b | 77-73-6 | 8101341 | Dicyclopentadiène | 1,5 - 15 mg/m3 | 1,5 mg/m3
Tétrahydrothiophène 1/b | 16219-75-3 | 8101341 | Ethylidène norbornène | 2,5 - 25 mg/m3 | 2,5 mg/m3
Tétrahydrothiophène 1/b | 110-01-0 | 8101341 | Tétrahydrothiophène | 1 - 45 ppm | 1 ppm
Thioéther | 505-60-2 | CH25803 | 2,2'-Dichlorodiéthylsulphide | 1 mg/m3 | 1 mg/m3
Thioéther | 8065-48-3 | CH25803 | Déméthon | qualitatif | inconnu
Thioéther | 919-86-8 | CH25803 | Déméthon-méthyle | qualitatif | inconnu
Thioéther |  | CH25803 | Thioéther | qualitatif | 1 mg/m3
Toluène 100/a | 98-82-8 | 8101731 | Cumène | 100 - 1800 ppm | 100 ppm
Toluène 100/a | 108-38-3 | 8101731 | m-Xylène | 100 - 1800 ppm | 100 ppm
Toluène 100/a | 95-47-6 | 8101731 | o-Xylène | 100 - 1800 ppm | 100 ppm
Toluène 100/a | 106-42-3 | 8101731 | p-Xylène | 100 - 1800 ppm | 100 ppm
Toluène 100/a | 108-88-3 | 8101731 | Toluène | 100 - 1800 ppm | 100 ppm
Toluène 100/a | 1330-20-7 | 8101731 | Xylènes | 100 - 1800 ppm | 100 ppm
Toluène 5/a | 98-82-8 | CH23001 | Cumène | 50 - 400 ppm | 50 ppm
Toluène 5/a | 100-41-4 | CH23001 | Ethylbenzène | 5 - 300 ppm | 5 ppm
Toluène 5/a |  | CH23001 | Maragloss GN | 50 - 200 ppm | 50 ppm
Toluène 5/a |  | CH23001 | Maragloss GO | 25 - 200 ppm | 25 ppm
Toluène 5/a |  | CH23001 | Maraplak MM | 25 - 200 ppm | 25 ppm
Toluène 5/a |  | CH23001 | Marapur PU | 25 - 200 ppm | 25 ppm
Toluène 5/a |  | CH23001 | Marastar SR | 50 - 200 ppm | 50 ppm
Toluène 5/a |  | CH23001 | Maropoxy Y nouveau | 25 - 200 ppm | 25 ppm
Toluène 5/a |  | CH23001 | Solvent Naphta | qualitatif | inconnu
Toluène 5/a | 108-88-3 | CH23001 | Toluène | 50 - 400 ppm | 50 ppm
Toluène 5/a | 108-67-8 | CH23001 | Triméthyl-1,3,5 benzène | qualitatif | 25 ppm
Toluène 5/a |  | CH23001 | UKV 1 | 50 - 200 ppm | 50 ppm
Toluène 5/b | 95-49-8 | 8101661 | 2-Chloro toluène | 5 - 50 ppm | 5 ppm
Toluène 5/b | 108-41-8 | 8101661 | 3-Chloro toluène | 5 - 50 ppm | 5 ppm
Toluène 5/b | 106-43-4 | 8101661 | 4-Chloro toluène | 5 - 50 ppm | 5 ppm
Toluène 5/b | 71-43-2 | 8101661 | Benzène | 5 - 300 ppm | 5 ppm
Toluène 5/b |  | 8101661 | BTX | 5 - 300 ppm | 5 ppm
Toluène 5/b | 98-82-8 | 8101661 | Cumène | 5 - 600 ppm | 5 ppm
Toluène 5/b | 100-41-4 | 8101661 | Ethylbenzène | 5 - 300 ppm | 5 ppm
Toluène 5/b | 108-38-3 | 8101661 | m-Xylène | 5 - 300 ppm | 5 ppm
Toluène 5/b | 103-65-1 | 8101661 | n-Propyl benzène | 5 - 300 ppm | 5 ppm
Toluène 5/b | 95-47-6 | 8101661 | o-Xylène | 5 - 300 ppm | 5 ppm
Toluène 5/b | 106-42-3 | 8101661 | p-Xylène | 5 - 300 ppm | 5 ppm
Toluène 5/b |  | 8101661 | Solvent Naphta | qualitatif | inconnu
Toluène 5/b | 108-88-3 | 8101661 | Toluène | 5 - 600 ppm | 5 ppm
Toluène 5/b | 526-73-8 | 8101661 | Triméthyl-1,2,3 benzène | 10 - 100 ppm | 10 ppm
Toluène 5/b | 95-63-6 | 8101661 | Triméthyl-1,2,4 benzène | 10 - 100 ppm | 10 ppm
Toluène 5/b | 108-67-8 | 8101661 | Triméthyl-1,3,5 benzène | 10 - 100 ppm | 10 ppm
Toluène 5/b | 1330-20-7 | 8101661 | Xylènes | 5 - 300 ppm | 5 ppm
Toluène 50/a | 98-82-8 | 8101701 | Cumène | 50 - 400 ppm | 50 ppm
Toluène 50/a |  | 8101701 | Maragloss GN | 50 - 200 ppm | 50 ppm
Toluène 50/a |  | 8101701 | Maragloss GO | 25 - 200 ppm | 25 ppm
Toluène 50/a |  | 8101701 | Maraplak MM | 25 - 200 ppm | 25 ppm
Toluène 50/a |  | 8101701 | Marapur PU | 25 - 200 ppm | 25 ppm
Toluène 50/a |  | 8101701 | Marastar SR | 50 - 200 ppm | 50 ppm
Toluène 50/a |  | 8101701 | Maropoxy Y nouveau | 25 - 200 ppm | 25 ppm
Toluène 50/a |  | 8101701 | Solvent Naphta | qualitatif | inconnu
Toluène 50/a | 108-88-3 | 8101701 | Toluène | 50 - 8000 ppm | 50 ppm
Toluène 50/a | 108-67-8 | 8101701 | Triméthyl-1,3,5 benzène | qualitatif | 25 ppm
Toluène 50/a |  | 8101701 | UKV 1 | 50 - 200 ppm | 50 ppm
Toluylène di-isocyanate 0,02/a | 584-84-9 | 6724501 | Toluène-2,4 diisocyanate | 0,02 - 0,2 ppm | 0,02 ppm
Toluylène di-isocyanate 0,02/a | 91-08-7 | 6724501 | Toluène-2,6 diisocyanate | 0,02 - 0,2 ppm | 0,02 ppm
Trichloroéthane 50/d |  | CH21101 | Hydrocarbures chlorés | qualitatif | inconnu
Trichloroéthane 50/d | 71-55-6 | CH21101 | Trichloro-1,1,1 éthane | 10 - 600 ppm | 10 ppm
Trichloroéthane 50/d | 79-00-5 | CH21101 | Trichloro-1,1,2 éthane | qualitatif | 500 ppm
Trichloroéthylène 10/a | 79-01-6 | CH24401 | Trichloroéthylène | 50 - 2000 ppm | 50 ppm
Trichloroéthylène 2/a | 542-75-6 | 6728541 | 1,3-Dichloropropène | 35 - 425 ppm | 35 ppm
Trichloroéthylène 2/a |  | 6728541 | Hydrocarbures chlorés | qualitatif | inconnu
Trichloroéthylène 2/a | 79-01-6 | 6728541 | Trichloroéthylène | 2 - 250 ppm | 2 ppm
Trichloroéthylène 50/a |  | 8101881 | Hydrocarbures chlorés | qualitatif | inconnu
Trichloroéthylène 50/a | 79-01-6 | 8101881 | Trichloroéthylène | 50 - 2000 ppm | 50 ppm
Triéthylamine 5/a |  | 6718401 | Amines | qualitatif | inconnu
Triéthylamine 5/a | 107-10-8 | 6718401 | Amino-1 propane | 5 -60 ppm | 5 ppm
Triéthylamine 5/a | 109-89-7 | 6718401 | Diéthylamine | 5 - 60 ppm | 5 ppm
Triéthylamine 5/a | 108-18-9 | 6718401 | Diisopropylamine | qualitatif | inconnu
Triéthylamine 5/a | 124-40-3 | 6718401 | Diméthylamine | 5 - 60 ppm | 5 ppm
Triéthylamine 5/a | 142-84-7 | 6718401 | Dipropylamine | qualitatif | inconnu
Triéthylamine 5/a | 75-04-7 | 6718401 | Ethylamine | 5 - 60 ppm | 5 ppm
Triéthylamine 5/a | 78-81-9 | 6718401 | Isobutylamine | 5 - 60 ppm | 5 ppm
Triéthylamine 5/a | 75-31-0 | 6718401 | Isopropylamine | 5 - 60 ppm | 5 ppm
Triéthylamine 5/a | 74-89-5 | 6718401 | Méthylamine | 5 - 60 ppm | 5 ppm
Triéthylamine 5/a | 598-56-1 | 6718401 | N,N-Diméthyléthylamine | 5 - 60 ppm | 5 ppm
Triéthylamine 5/a | 996-35-0 | 6718401 | N,N-Diméthylisopropylamine | 15 - 70 ppm | 15 ppm
Triéthylamine 5/a | 109-73-9 | 6718401 | n-Butylamine | 5 - 60 ppm | 5 ppm
Triéthylamine 5/a | 616-39-7 | 6718401 | n-Méthyldiéthylamine | 5 - 60 ppm | 5 ppm
Triéthylamine 5/a | 13952-84-6 | 6718401 | sec-Butylamine | 5 - 60 ppm | 5 ppm
Triéthylamine 5/a | 102-82-9 | 6718401 | Tributylamine | 2,5 - 50 ppm | 2,5 ppm
Triéthylamine 5/a | 121-44-8 | 6718401 | Triéthylamine | 5 - 60 ppm | 5 ppm
Triéthylamine 5/a | 75-50-3 | 6718401 | Triméthylamine | 5 - 60 ppm | 5 ppm
Vapeur d'eau 0,1 | 7732-18-5 | CH23401 | Vapeur d'eau | 1 - 40 mg/l | 1 mg/l
Vapeur d'eau 0,1/a | 7732-18-5 | 8101321 | Vapeur d'eau | 0,1 - 1 mg/l | 0,1 mg/l
Vapeur d'eau 0,1/b | 7732-18-5 | 8101781 | Vapeur d'eau | 1 - 40mg/l | 1 mg/l
Vapeur d'eau 1/a | 7732-18-5 | 8101081 | Vapeur d'eau | 0,5 - 18 mg/l | 0,5 mg/l
Vapeurs de mercure 0,1/b | 7439-97-6 | CH23101 | Vapeurs de mercure | 0,02 - 2 mg/m3 | 0,02 mg/m3
Vapeurs nitreuses 0,5/a | 8007-56-5 | CH29401 | Chloronitriques (mélanges) | qualitatif | inconnu
Vapeurs nitreuses 0,5/a | 10102-43-9 | CH29401 | Oxyde d'azote (NO) | 0,5 - 10 ppm | 0,5 ppm
Vapeurs nitreuses 0,5/a |  | CH29401 | Vapeurs nitreuses | 0,025 - 10 ppm | 0,025 ppm
Vapeurs nitreuses 100/c | 10102-43-9 | CH27701 | Oxyde d'azote (NO) | 100 - 5000 ppm | 100 ppm
Vapeurs nitreuses 100/c |  | CH27701 | Vapeurs nitreuses | 100 - 5000 ppm | 100 ppm
Vapeurs nitreuses 2/a | 10102-43-9 | CH31001 | Oxyde d'azote (NO) | 2 - 100 ppm | 2 ppm
Vapeurs nitreuses 2/a |  | CH31001 | Vapeurs nitreuses | 2 - 150 ppm | 2 ppm
Vapeurs nitreuses 20/a | 10102-43-9 | 6724001 | Oxyde d'azote (NO) | 20 - 500 ppm | 20 ppm
Vapeurs nitreuses 20/a |  | 6724001 | Vapeurs nitreuses | 20 - 500 ppm | 20 ppm
Vapeurs nitreuses 50/a |  | 8101921 | Vapeurs nitreuses | 10 - 2000 ppm | 10 ppm
Xylène 10/a | 95-87-4 | 6733161 | 2,5-Xylénol | qualitatif | 10 ppm
Xylène 10/a | 100-51-6 | 6733161 | Alcool benzilique | qualitatif | inconnu
Xylène 10/a | 108-38-3 | 6733161 | m-Xylène | 10 - 1000 ppm | 10 ppm
Xylène 10/a | 91-20-3 | 6733161 | Naphtalène | qualitatif | 0,5 ppm
Xylène 10/a | 95-47-6 | 6733161 | o-Xylène | 10 - 1000 ppm | 10 ppm
Xylène 10/a | 92-52-4 | 6733161 | Phényl benzène | qualitatif | 0,5 ppm
Xylène 10/a | 98-51-1 | 6733161 | p-tert-Butyltoluène | 1 - 100 ppm | 1 ppm
Xylène 10/a | 106-42-3 | 6733161 | p-Xylène | 10 - 1000 ppm | 10 ppm
Xylène 10/a | 64742-95-6 | 6733161 | Solvesso 100 | qualitatif | inconnu
Sulfurylfluoride test (Vikaan) | 2699-79-8 | 8103361 | Sulfurylfluoride | 15 ppm | 5 ppm
Xylène 10/a | 64742-94-5 | 6733161 | Solvesso 150 | 50 - 500 ppm | 50 ppm
Xylène 10/a | 89-83-8 | 6733161 | Thymol | qualitatif | inconnu
Xylène 10/a | 1330-20-7 | 6733161 | Xylènes | 10 - 1000 ppm | 10 ppm
Note on G2: lat: concentration of 2-propyn-1-ol reading on the tube (n=20) notice 100 ppm approx. 50 ppm green indication 10 ppm approx. 2 mm pale green indication 2 ppm approx. 1- 2 mm (at n=40) pale green indication
Note on G3: lat: Number of Strokes (n): 20 Qualitative detection Detection limit appox. 5 ppm
Note on G5: Luc: Number of strokes: n = 20 Evaluation: Concentration Indication on 2-Buthylacetate Acetaldehyde 100/a tube --------------------- --------------------------------- 100 ppm 80 ppm 200 ppm 120 ppm 400 ppm 200 ppm 1000 ppm 500 ppm
Note on G6: Luc: Number of strokes: n = 20 Evaluation: Concentration Indication on tert-Butylacetate Acetaldehyde 100/a ---------------------- --------------------------- 50 ppm 100 ppm 100 ppm 300 ppm 200 ppm 600 ppm 300 ppm 800 ppm
Note on G7: lat: Number of strokes: n = 20 Evaluation: Concentration Indication on iso-Butylacetat Acetaldehyd 100/a tube --------------------- -------------------------------- 100 ppm 100 ppm 200 ppm 150 ppm 500 ppm 300 ppm 700 ppm 400 ppm 1000 ppm 600 ppm
Note on G8: Luc: concentration of propionaldehyde reading on the tube (at 20 strokes) 25 ppm < 100 ppm ( approx. 70 ppm) 100 ppm 100 ppm 500 ppm 600 ppm 3000 ppm > 1000 ppm Tests were done at approx. 20 °C and 50 % relative humidity
Note on G9: lat: Number of Strokes (n): 20 Concentration of Reading on the tube MTBE --------------------- ----------------------------- 50 ppm 100 ppm 100 ppm 250 ppm 200 ppm 550 ppm 300 ppm 800 ppm Colour Change: from orange to grenn pal brown The whole discolouration should be used for evaluation. Please compare with an unused tube. MTBT = Methyl tert-butyl ether
Note on G10: lat: Qualitative detection. n = 10 Detection limit: 10 ppm The tube acetaldehyde 100/a with n=20 can also be used. (Detection limit: 30 ppm.)
Note on G11: lat: Short-term tube: Acetaldehyde 100/a Number of strokes: n = 20 Evaluation: Indication: 2 = ppm tert-Butanol Indication colour: green-brownish tert-Butanol = 2-Methyl-2-propanol
Note on G12: lat: Measurement at 100 ppm Methyl bromoacetate Tube Batch Number of strokes Result Acetaldehyde 100/a LC-0123 20 approx. 45 ppm MK-0151 20 approx. 60 ppm Measurement at 500 ppm Methyl bromoacetate Tube Batch Number of strokes Result Acetaldehyde 100/a LC-0123 20 approx. 95 ppm MK-0151 20 approx. 170 ppm
Note on G14: lat: concentration of 2-propyn-1-ol reading on the tube (n=20) notice 100 ppm approx. 350 to 400 ppm green indication 10 ppm approx. 2 mm pale green indication 2 ppm approx. 1- 2 mm (at n=40) pale green indication
Note on G15: lat: Butylacetate is indicated at approximately the same sensitivity up to 1000 ppm. 3000 ppm Butylacetate give an indciation of 2000 ppm. Measurement error: ± 30%
Note on G16: lat: Methylacetate is indicated at the same sensitivity.
Note on G17: lat: Within the range from 200 to 1000 ppm Pentylacetate is indicated at approximately the same sensitivity. 3000 ppm Pentylacetate give an indication of 2000 ppm. Measurements within the TLV range are only possible by sampling using the activated carbon tube. Pentylacetate = Amylacetate = Acetic acid amylester = Acetic acid pentylester
Note on G18: Luc: n-Propylacetate is indicated at the same sensitivity.
Note on G19: lat: range of measurement number of strokes (n) evaluation rel. standard deviation 200 to 3000 ppm 20 reading = ppm +/- 15 to 20 % 600 to 9000 ppm 10 reading x 3 = ppm +/- 30 % For estimated measurement following table can be used number of strokes: 5 Concentration of ethyl acetate reading on the tube Ethyl Acetate 200/a 5000 ppm 500 ppm 10000 ppm 1000 ppm 15000 ppm 1500 ppm At measurement with only 1 stroke the readings dependent on the batch number, so it is not possilbe to offer a measurement instruction for n=1. For measurement in the range of LEL Portable Instruments must be used Measurement of lower concentrations: concentration of ethylacetate reading on the tube at n=40 50 ppm 150 to 200 ppm* 100 ppm 300 to 400 ppm * * approx. the first 5 mm has again the color of the unused indicating layer. For the evaluation the end of the brown discoloration at be evaluated. Tests were done with different batches at 20°C and 50 % relative humidity.
Note on G20: lat: Acetic acid-3-methylbutylester is indicated at approximately the same sensitivity in the range of 200 to 1000 ppm. Acetic acid-3-methylbutylester = Isopentylacetate Isoamylacetate
Note on G21: lat: iso-Propylacetate is indicated at the same sensitivity
Note on G22: lat: Number of strokes: n= 10 Evaluation with table: (not included in the instructions for use) Acrylnitril- Indication concentration Ethylacetate 200/a ------------------- -------------------------- 25 ppm approx. 200 ppm 50 ppm approx. 400 ppm 100 ppm approx. 800 ppm 150 ppm approx.1200 ppm 200 ppm approx.1600 ppm 250 ppm approx.2000 ppm
Note on G23: lat: strokes: 40 qualitative detection, detection limit approx. 5 ppm color change: orange ---> pale green brown
Note on G24: Luc: For qualitative detection, n = 20. Detection limit is unknown.
Note on G25: lat: Methylacetate, Ethylacetate, Propylacetate, Isopropylacetate are indicated at the same sensitivity. Butylacetate and Pentylacetate are indicated at the same sensitivity up to 1000 ppm. Qualitative detection for a multitude of other esters.
Note on G26: lat: For qualitative detection. Data with respect to sensitivity are not yet available.
Note on G27: lat: For qualitative detection, n = 20. Sensitivity data are not yet available.
Note on G28: lat: Measurement at 100 ppm Methyl bromoacetate Tube Batch Number of strokes Result Ethylacetate 200/a MJ-0101 10 approx. 30 ppm
Note on G29: LAT: Nitrothinner is a solvent mixture to dilute nitro laqcuers. The composition depends on the manufacturer. Main ingredients are ester, ketones and alcohols. A qualitative detection is possible using the tube Ethylacetate 200/a. Determination of concentrations are only possible by sampling using the activated carbon tube.
Note on G30: Luc: For qualitative detection only, n = 20. At 20 °C the ambient air may contain max. approx. 170 ppm n-Octanol. At 30 °C the ambient air may contain max. approx. 560 ppm.
Note on G31: lat: Qualitative detection Number of strokes: 20 Detection limit: approx. 100 ppm
Note on G33: lat: Number of strokes: n=10 Evaluation: Indication on Concentration Ethylglykolacetate 50/a 1,3-Dioxolane ------------------------------- -------------------- 50 ppm 10 ppm 100 ppm 20 ppm 200 ppm 30 ppm 300 ppm 40 ppm 400 ppm 50 ppm
Note on G34: lat: Number of strokes: n=20 Evaluation: Indication on Concentration the tube 1-Butanol ------------------ ------------------- 50 ppm 30 ppm 100 ppm 50 ppm
Note on G35: lat: 1-Methoxy-2-propanol is indicated at the same sensitivity within the range of 50 to 200 ppm. NOTE: The indication must immediately be evaluated.
Note on G36: lat: 1-Methoxypropylacetat is indicated at the approximately the same sensitivity wihtin the range of 50 to 200 ppm. NOTE: Indication must immediately be evaluated.
Note on G37: lat: Ethylenglykolmonoisopropylether is indicated at the same sensitivity within the range of 50 to 200 ppm.
Note on G38: lat: For qualitative detection. Quantitative measurement within the TLV range is only possible by sampling with an activated carbon tube and subsequent analysis.
Note on G39: lat: For qualitative detection of 2-Methoxy-1-propylacetat. Calibration data are not yet available, however, an be drawn up upon request. A customer sample may be necessary. 1-Methoxy-2-propylacetat is indicated at approximately the same sensitivity by the detection tube ethylglykolacetat 50/a within the range of 50 t o 200 ppm.
Note on G40: lat: Ethylglykolacetat = 2-Ethoxyethylacetat = Ethylenglykolmonoethyletheracetat Concentrationen within the MAK range are only detectable by sampling with an activated carbon tube.
Note on G42: lat: Number of strokes: n=10 Evaluation: Indication divided by 2 = ppm (applies to a scale range of 100 to 500)
Note on G43: lat: Number of strokes: n=10 Evaluation: Indication divided by 4 = ppm 1.4-Dioxane
Note on G44: lat: n=20 Concentration Indication on Ethanol Ethylglykolacetate 50/a ------------------- -------------------------------- 15 ppm 50 ppm 25 ppm 100 ppm 50 ppm 150 ppm
Note on G45: lat: concentration of dipropylene glycol methyl ether reading on the tube after 20 strokes 50 ppm < 50 ppm 100 ppm 75 to 80 ppm
Note on G46: lat: For qualitative detection - the TLV value of 20 ppm is not recorded 2-Ethoxyethanol = Ethylenglykolmonoethylether = Ethylglykol = Cellosolve Determination of concentration only possible by collecting with activated carbon tube with subsequent analysis.
Note on G47: lat: For qualitative detection, n = 10. Detection limit approx. 50 ppm Quantitative measurements within the TLV range are only possible by sampling using activated carbon tube or ORSA.
Note on G48: lat: Number of strokes: n=20 Evaluation: Indication on Concentration Ethylglykolacetate 50/a 2-Propanol -------------------------------- ------------------- 50 ppm 15 ppm 100 ppm 40 ppm
Note on G49: lat: The following calibration table applies, n = 18: Indication Concentration Libragloss -------------- ----------------------------------- 50 ppm 25 ppm 100 ppm 50 ppm 220 ppm 100 ppm 460 ppm 200 ppm
Note on G50: lat: For qualitative detection. Quantitative measurement within the TLV range is only possible by sampling with an activated carbon tube and subsequent analysis.
Note on G51: lat: Measurement at 500 ppm Methyl bromoacetate Tube Batch Number of strokes Result Ethylglycolacetate 50/a HN-0101 5 approx. 700 ppm 10 beyond measurement range
Note on G52: Luc: For qualitative detection, n = 10 Calibration data are not yet available. Alcohol 100/a (CH29701) and Methanol 50/a (6728941) may also be used for a qualitative detection, however, react less sensitive than the tube Ethylglykolacetate 50/a.
Note on G53: lat: n=20 Indication Concentration UKV 2 ------------- ----------------------------- 90 ppm 50 ppm 210 ppm 100 ppm 460 ppm 200 ppm
Note on G56: lat: Ketone is a collective term for a certain substance group. Some Ketones can be measured by the tube Acetone 100/b, e.g. Acetone, Methylethylketone and Methylisobutylketone. For further information please look for the requested substance.
Note on G57: lat: 4-Heptanone is indicated at approximately the same sensitivity within the range of 100 to 1000 ppm. Higher concentrations have not yet been tested.
Note on G58: lat: Methylethylketone is indicated at the same sensitivity. Methylethylketone = MEK = Butanon-2
Note on G59: lat: Number of strokes: 10 For estimated measurements: Concentration Indication Acetone 100/b ------------------- ---------------------------------- 100 ppm approx. 100 ppm 500 ppm approx. 250 ppm 1000 ppm approx. 500 ppm 5000 ppm approx. 1300 ppm
Note on G60: lat: Evaluation: Indication x 1.6 ppm (applies to a scale range of 100 to 3000 ppm). n = 10
Note on G61: lat: Number of strokes: n=10 Evaluation: Indication x 1.3 = ppm Methylpropylketone Methylpropylketone = 2-Pentanone = Pentane-2-on
Note on G62: lat: Number of strokes: n=10 Evaluation: Indication x 1.3 = ppm
Note on G63: lat: For qualitative detection. Detection limit at approx. 100 ppm (n=10)
Note on G67: lat: Extension of measuring range at n = 1 Acetic acid Conc. Indication ----------------------- ------------- 50 ppm 15 100 ppm 25 200 ppm 40 270 ppm 50 330 ppm 60
Note on G68: lat: Formic acid is indicated at the same sensitivity.
Note on G69: lat: Hydrazoic acid is indicated at approximately the same sensitivity. Measurements within the TLV range are impossible.
Note on G70: Luc: For qualitative detection. Detection limit: approx. 5 ppm Peracetic acid = Peroxyacetic acid
Note on G71: lat: Phosphorus trichloride cannot be measured directly with this Draeger Tube. Phosphorus trichloride hydrolyzes with water however violently under formation of hydrochloric acid, which can be measured with Draeger Tube. The following measured values were determined at 20°C and 50% r.H: concentration of phosphorus trichloride reading on Acetic Acid 5/a (n=3) 5 ppm approx. 3 ppm (pink - yellow discoloration) 10 ppm approx. 5 ppm (pink - yellow discoloration) 25 ppm approx. 7 - 10 ppm (pink - yellow discoloration) other temperatures and humities can cause other readings on the tube.
Note on G75: Luc: Suitable for estimating measurement, n = 10. Hydrogen bromide is indicated at approximately to a third of sensitivity, e.g.: 5 ppm HBr give indications between 2 and 5 ppm 10 ppm HBr give indications between 3 and 10 ppm
Note on G76: Luc: The scale on the tube applies to n=10 strokes. Only gases will be detected. Measuring No. of Evaluation Standard range strokes deviation ------------------ ----------------- ---------------------------- ------------- 0.1 - 1 ppm n=100 *) indication : 10 = ppm 50% 0.5 - 5 ppm n=20 indication : 2 = ppm 10-15% 1.0 - 10 ppm n=10 indication = ppm 10-15% 2.5 - 25 ppm n=4 +5 Des. indication x 2.5 = ppm 10-15% strokes 10 - 100 ppm n=1 +5 Des. indication x 10 = ppm 35% strokes *) For measurements with 100 strokes interferences caused by air humidity may occur. The white pre-layer must not entirely be moistened.
Note on G77: lat: Acetychloride is indicated at the same sensitivity.
Note on G78: Luc: For qualitative detection of decomposition product hydrochloric acid. Sulphur dichloride decomposes in the presence of humidity to hydrochloric acid and sulphur dioxide.
Note on G79: lat: Boron tribromide cannot be measured directly with this Draeger Tube. Boron tribromide hydrolyzes with water however violently under formation of HBr, which can be measured with Draeger Tube. The following measured values were determined at 20°C and 50% r.H: concentration of Boron tribromide reading on HCl 1/a (n=10) 1 ppm approx. 0.5 ppm 5 ppm approx. 2 - 2.5 ppm 10 ppm approx. 3 - 4 ppm 20 ppm approx. 4 - 6 ppm color change: blue --> white-pink Other temperatures and humidities can cause other readings on the tube.
Note on G80: lat: hosphorus trichloride cannot be measured directly with this Draeger Tube. Phosphorus trichloride hydrolyzes with water however violently under formation of hydrochloric acid, which can be measured with Draeger Tube. The following measured values were determined at 20°C and 50% r.H: concentration of phosphorus trichloride reading on HCl 1/a (n=1) 5 ppm approx. 1 - 1,5 ppm 10 ppm approx. 2 - 3 ppm 25 ppm approx. 5 - 6 ppm other temperatures and humities can cause other readings on the tube.
Note on G81: lat: Detection limit approx. 10 ppm BF3 at 10 strokes. Test were done at 20°C and 50 % r.H.
Note on G83: lat: The HCl 50/a is suitable to measure HBr in a range of 50 to 2000 ppm. Lower concentrations are not possible with this tube. Here are the data about the HCl 50/a: Range: 50 to 500 ppm 100 to 1000 ppm Numer of strokes: 10 5 Evaluation: reading = ppm HBr reading x 2 = ppm HBr rel Standarddeviation ± 25 % ± 25 % 2000 ppm HBr give only a reading of 1500 ppm (at 1 stroke) These data are valid for dry gas, only. If humidity is present, then we have two problems. we know that in presence of humidity are HBr gas and HBr aerosols available. The HCl 50/a is not suitable to detect aerosols. we have had a problem of the gas generation in presence of humidity. All glass parts have had a layer of HBr mist. We found at 10 mg/L H2O results with a minus error of up to 80 %. We don't know which of the two problems (our both) are responsible for the error. We assume that the gas generation is the main problem.
Note on G85: lat: Tests were done with different batches at approx. 20°C and dry atmosphere Range of meaurement: 12.5 - 125 ppm strokes: 10 Evaluation reading on HCl 50/a / 4 = ppm phoshorus trichloride Relative standard deviation: ± 35 % Measurement at 20°C and 50 % relative humidity causes minus error of approx. 20 %
Note on G87: lat: Natrium chromate can be quantitatively determined (look under natrium chromate). Potassium chromate can be qualitatively proved.
Note on G88: lat: Measuring Range : 0.05 to 0.25 mg/m³ Discoloration comparted to color standard Number of Strokes (n) : 80 Time for Measurement : app. 16 min Standard Deviation : +/- 50% Color Change : white ---> violet Evaluation : reading devided by 2 For higher range following measurement extension can be done 1 mg / m3 with n=20 strokes (the color is the same like 0,5/m3) 2 mg / m3 with n=10 strokes (the color is the same like 0,5/m3)
Note on G89: lat: Evaluation with help of the following table, n = 40: colour concentration comparison layer lead chromate (VI) ----------------------- ------------------------- 0.1 0.5 mg/m³ 0.2 1.0 mg/m³ 0.5 2.5 mg/m³
Note on G90: lat: Measuring range: 0.1 to 0.5 mg CrO3 /m³ 1 mg CrO3/m³ = 1.6 mg Natrium chromate/m³
Note on G91: lat: Strontium chromate is indicated at approximately half the sensitivity. colour stage 0.1 mg/m³ => about 0.2 mg/m³ Strontium chromate colour stage 0.2 mg/m³ => about 0.4 mg/m³ colour stage 0.5 mg/m³ => about 1 mg/m³
Note on G92: lat: Zinc chromate is indicated at approximately half the sensitivity. colour stage "0.1" => about 0.2 mg/m³ Zinc chromate colour stage "0.2" => about 0.4 mg/m³ colour stage "0.5" => about 1 mg/m³
Note on G93: lat: Natrium chromate can be quantitatively determined (look under natrium chromate). n = 40 Other water soluble chromates (VI) can be qualitatively proved.
Note on G94: lat: Potassium dichromate is indicated with the same sensivity. The color change is more blue-violett than violett. So for comparsion only the color depth can be used
Note on G96: Luc: The scale on the tube applies to n=5 strokes. Measuring No. of Evaluation Standard range strokes deviation ------------------ ---------- ------------------------------- ---------------- 1 - 15 ppm n=10 indication x 0.5 = ppm ± 15 % 2 - 30 ppm n=5 indication = ppm ± 10 - 15% 5 - 75 ppm n=2 indication x 2.5 = ppm ± 10 - 15% 10 - 150 ppm n=1 indication x 5 = ppm ± 10 - 15% 0.5 - 7.5 ppm n=20 indication x 0.25 = ppm ± 30 % 0.25-3.75 ppm n=40 indication x 0.125=ppm ± 30 %
Note on G99: lat: Boron tribromide cannot be measured directly with this Draeger Tube. Boron tribromide hydrolyzes with water however violently under formation of HBr, which can be measured with Draeger Tube. The following measured values were determined at 20°C and 50% r.H and batch PA-0041: concentration of Boron tribromide reading on HF 0.5/a (n=2) 1 ppm approx. 5 ppm 5 ppm approx. 10 - 15 ppm 20 ppm approx. 20 - 30 ppm color change: blue --> white-pink Other temperatures and humidities can cause other readings on the tube.
Note on G100: lat: Following tests were done at approx 22°C and dry atmosphere. strokes: 10 concentration of boron trifluoride reading on the tube HF 0,5/a (n=10 scale) 1.5 ppm 3 - 4 ppm 5 ppm 10 - 15 ppm Tests were done with 3 different batches: SE-0053/TH-0091/UD-0121
Note on G102: Luc: Number of Evaluation Measuring range strokes -------------- --------------------------- ----------------------- n=20 Indication = ppm 1.5 to 15 ppm n=5 Indication x 4 = ppm 6 to 60 ppm
Note on G104: lat: Acetic acid is indicated at the same sensitivity.
Note on G105: lat: Number of strokes: n=20 Evaluation with table (not included in the instructions for use) Acrylic acid Indication on the tube concentration formic acid 1/a ------------------- ----------------------------- 1 ppm 2 ppm 3 ppm 3 ppm 6 ppm 4 ppm 10 ppm 5 ppm
Note on G107: lat: Methacrylic acid is indicated at approximately the same sensitivity.
Note on G108: Luc: Propionic acid is indicated at approximately the same sensitivity.
Note on G109: lat: Qualitative detection Number of strokes: n=10 Detection limit: 2-3 ppm
Note on G110: lat: Phosphorus trichloride cannot be measured directly with this Draeger Tube. Phosphorus trichloride hydrolyzes with water however violently under formation of hydrochloric acid, which can be measured with Draeger Tube. The following measured values were determined at 20°C and 50% r.H: concentration of phosphorus trichloride reading on Formic Acid 1/a (n=20) 5 ppm approx. 3 - 5 ppm (pink discoloration) 10 ppm approx. 6 - 8 ppm (pink discoloration) 25 ppm approx. 9 - 14 ppm (pink discoloration) other temperatures and humities can cause other readings on the tube.
Note on G115: Luc: Sulphuric trioxide cannot be measured using a detection tube. Nevertheless, in the presence of moisture in air sulphuric acid is produced from SO3 and this acid can be measured using the sulphuric acid Dräger tube 1/a. SO2 + H2O -> H2SO4
Note on G116: lat: 3 mg NiSO4/m³ give the same indication as 1 mg H2SO4/m³ 5 mg NiSO4/m³ give the same indication as 2 mg H2SO4/m³
Note on G118: Luc: For qualitative detection of gaseous, acetic reacting compounds such as: Hydrochloric acid, Nitric acid, Acetic acid, Formic acid For quantitative determination please look for the requested acid.
Note on G121: lat: For qualitative detection, n = 20. 50 ppm butylacrylate gives an indication of approx. 5 ppm.
Note on G122: lat: Number of strokes: n = 20 Detection limit: approx. 5 ppm
Note on G123: lat: Number of strokes: n = 20 Evaluation: concentration indication on the ethylacrylate tube scale ------------------- ----------------------- 5 ppm 5 ppm 30 ppm 10 ppm 80 ppm 20 ppm 170 ppm 50 ppm 300 ppm 100 ppm
Note on G124: lat: Number of Strokes (n): 20 Concentration of Reading on Tube Isobutyl acrylate ---------------------- -------------------------- 50 ppm 5 ppm 200 ppm 10 ppm 500 ppm 50 ppm
Note on G125: lat: Number of strokes: n=20 Standard deviation: ± 30 to 40 % Evaluation: indication x 3 = ppm methyl methacrylate (applies to tube range from 5 to 50) Number of strokes: n=10 Standard deviation: ± 50 % Evaluation: Indication on Concentration of Methylacrylate 5/a Methyl methacrylate ------------------------- --------------------------- 10 ppm 200 ppm 20 ppm 500 ppm 50 ppm 700 ppm
Note on G126: lat: Number of strokes: n=20 Indication: Concentration Indication Ethylmethacrylate Methylacrylate 5/a ------------------------ ------------------------- 100 ppm 10 ppm 200 ppm 20 ppm 400 ppm 50 ppm
Note on G128: lat: For qualitative detection. Detection limit approximately 100 ppm. n = 10
Note on G129: lat: For qualitative detection, n = 10
Note on G131: lat: Number of strokes: n=20 Evaluation (valid for a scale of 1 to 5 or 100 to 500): a) for scale 1 to 30 numerical value x 30 = ppm b) for scale 100 to 3000 numerical value x 0.3 = ppm Measurements in the TLV range are only possible by sampling with acitvated charcoal tubes.
Note on G133: lat: For qualitative detection, n = 10 Detection limit approximately 100 ppm Quantitative measurements within the OEL range are only possible by sampling with activated carchoal tubes or ORSA.
Note on G134: lat: 2-Propanol is indicated at the same sensitivity. 2-Propanol = Isopropanol = IPA = Isopropylalkohol
Note on G135: lat: Methanol and ethanol are indicated at the same sensitivity. Methylalkohol = Methanol
Note on G136: Luc: n-Propanol is indicated at the same sensitivity. Propanol-1 = n-Propanol = Propylalcohol
Note on G137: lat: =20 indication Concentration tetrahydrofurane -------------- ------------------------------------------ 200 ppm 50 ppm 1000 ppm 200 ppm 2000 ppm 400 ppm
Note on G139: lat: For measurement of Methanol, Ethanol, Isopropanol, n-Butanol There are two scales on the tube, one for methanol, one for isopropanol. The instructions for use includes two tables for evaluation of the ethanol and n-butanol measurement.
Note on G140: lat: Only for qualitative detection: 50 ppm (MAK 2004) and 100 ppm PGMEA give the same reading: approx. 10 ppm at the methanol scale (n=20) --> The PID can be used for measurement of PGMEA (RF: 1,2)
Note on G141: lat: 10 ppm 2,2 dichlorethyl ether give a reading of approx. 50 ppm on the i-propanol scale (n=10)
Note on G142: lat: Number of strokes: 20 Evaluation: concentration of 2-butanol reading on the methanol scale ---------------------------------- ---------------------------------------- 100 ppm 50 ppm 500 ppm 200 ppm 1000 ppm 750 ppm 2000 ppm 3000 ppm
Note on G143: lat: Strokes: 10 Concentration of Reading on Alcohol 25/a Tube acetaldehyde (iso - Propanol Scale) ----------------------- -------------------------------------------- 10 ppm 500 ppm 25 ppm 1000 ppm 75 ppm 1700 ppm 50 ppm 2500 ppm The Alcohol 25/a is not suitable for measurements of low concentrations acetaldehyde. The indacations are very pale and short. Alcohol 25/a concentration of acetaldehyd strokes reading on the tube (i-propanol- scale) 1 ppm 10 1 mm very very pale 20 3 mm approx. 50 ppm 30 3 mm approx. 50 ppm 0,5 ppm 30 color change is too pale for evaluation
Note on G144: lat: strokes: 10 standard deviation: +/- 30 % concentration of 2-Butoxyethyl acetate reading on the i-propanol scale 20 ppm 50 ppm 100 ppm 200 ppm 250 ppm 700 ppm
Note on G145: lat: concentration n-Butylacetate reading on Alcohol 25/a 5 ppm < 1 mm 10 ppm approx. 1 mm corresponds to approx. 6 ppm 20 ppm approx. 1 - 2 mm corresponds to approx. 6 - 12 ppm 50 ppm approx. 2 mm corresponds to approx. 12 ppm
Note on G146: lat: Concentration Vinyl acetate Reading on the Alcohol 25/a tube 5 ppm 15 to 25 ppm 10 ppm 25 to 50 ppm 20 ppm approx. 50 ppm
Note on G148: lat: Number of strokes: n=10 Measurement: qualitative Detection limit at approx. 50 ppm.
Note on G149: lat: Number of Strokes (n): 20 Concentration of Reading on Alcohol 25/a Tube alpha-Pinene (Methanol Scale) -------------------- ------------------------------------------ 10 ppm 20 ppm 50 ppm 750 ppm 100 ppm 1500 ppm 200 ppm 3000 ppm
Note on G150: lat: Qualitative detection of 2- butoxyethanol is possilbe. Detection limit: approx. 100 ppm n=10 For measurement of concentration in the range of TLV / MAK and so on sampling tubes have to be used.
Note on G151: lat: The measurements were done with 10 strokes and the Alcohol 25/a tube batch MM-0151 and NC-0161. Humidity: 10 mg H2O / L Temperature: 20 °C Concentration Cumene Indication on the tube (methanol scale) 50 ppm 30 to 40 ppm 200 ppm 200 to 250 ppm 1000 ppm 500 to 1300 ppm
Note on G152: lat: Number of strokes: 20 For estimated measurement following measuring instruction can be used concentration of Cyclohexanone reading on the i-Propanol scale after 20 strokes ------------------------------------------ ----------------------------------------- 25 ppm approx. 25 ppm (between zero and 50 ppm) 50 ppm 50 ppm 100 ppm 100 to 150 ppm
Note on G153: lat: Number of Strokes (n): 10 Concentration of Reading on Alcohol 25/a Tube 1,1-Dimethoxyethane (iso - Propanol Scale) ---------------------------- ------------------------------------------ 25 ppm 500 ppm 50 ppm 1000 ppm 100 ppm 2000 ppm 200 ppm 3000 ppm 500 ppm 4000 ppm
Note on G154: lat: Number of Strokes (n): 20 Concentration of Reading on Alcohol 25/a Tube 1,2-Dimethoxyethane (iso - Propanol Scale) ----------------------------- ----------------------------------------- 100 ppm 100 ppm 300 ppm 500 ppm 400 ppm 1000 ppm 750 ppm 2000 ppm 1100 ppm 3000 ppm
Note on G156: lat: concentration of dipropylene glycol methyl ether reading on the tube after 10 strokes at the i-propanol scale 50 ppm approx. 50 ppm 100 ppm approx. 100 ppm
Note on G157: lat: Qualitative detection. n = 10 Detection limit: 10 ppm The tube acetaldehyde 100/a with n=20 can also be used. (Detection limit: 30 ppm.)
Note on G158: lat: Number of Strokes (n): 10 Qualitative detection, detection level approx. 50 ppm
Note on G159: lat: Number of strokes: n = 20 Evaluation: Concentration Indication n-Hexanol Evaluation on the iso-Propanol scale -------------------- --------------------------------------------------- 100 ppm 50 200 ppm approx. 200 500 ppm approx. 500
Note on G160: lat: Number of strokes: n = 20 Evaluation: Indication on the iso-Propanol-Scale --------------------------------------------------- = ppm iso-Butanol 2.5 (applies to a scale range of 100 to 2500 ppm)
Note on G161: lat: For measurement of Methanol, Ethanol, Isopropanol, n-Butanol There are two scales on the tube, one for methanol and one for isopropanol. The instructions for use includes two tables for evaluation of the ethanol and n-butanol measurement.
Note on G162: lat: For measurement of Methanol, Ethanol, Isopropanol, n-Butanol There are two scales on the tube, one for methanol, one for isopropanol. The instructions for use included two tables for evaluation of the ethanol and n-butanol measurement.
Note on G163: lat: Number of Strokes (n): 20 Concentration of Reading on Alcohol 25/a Tube Dimethoxymethane (Methanol Scale) ------------------------- ----------------------------------------- 200 ppm 1000 ppm 400 ppm 2000 ppm 600 ppm 3000 ppm 800 ppm 4000 ppm 1000 ppm 5000 ppm
Note on G164: lat: Measurement at 100 ppm Methyl bromoacetate Tube Batch Number of strokes Result Alcohol 25/a NC-0161 10 approx. 50 ppm MN-0141 10 approx. 150 ppm Measurement at 500 ppm Methyl bromoacetate Tube Batch Number of strokes Result Alcohol 25/a NC-0161 10 approx. 400 ppm MN-0141 10 approx. 300 ppm
Note on G165: lat: 10 ppm methyl chloroacetate give on the Alcohol 25/a a reading of approx. 25 ppm. The tests were done with 10 strokes and were evaluated on the Methanol scale. The tubes have had the batch numbers NC-0161 and MM-0151 Ambient conditions: 9 mg H2O / L and 20 °C
Note on G166: Luc: Number of strokes: n = 20 Evaluation: Concentration Indication n-Pentanol iso-Propanol Scale -------------------- -------------------------- 100 ppm 150 ppm 200 ppm 250 ppm 500 ppm 600 ppm 1000 ppm 1200 ppm 2000 ppm 2200 ppm
Note on G167: lat: For estimated measurements of mesityloxide the tube Alcohol 25/a may be used. Number of strokes: n=10 Concentration Indication on the tube Mesityloxide Alcohol 25/a (iso-Propanol-Scale) ------------------- ------------------------------- 25 ppm approx. 50 ppm 100 ppm approx. 50 - 70 ppm 500 ppm approx. 300 - 700 ppm
Note on G168: lat: Number of strokes: 10 Concentration of Indication of Alcohol 25/a Ethylvinylether (Methanol-scale) ---------------------- ---------------------------------- 20 ppm 50 - 200 ppm 50 ppm 200 - 500 ppm 100 ppm 700 - 1500 ppm 200 ppm 1900 - 2200 ppm 300 ppm 2500 - 3500 ppm
Note on G170: lat: For qualitative detection of amines. The scale on the tube applies to ammonia. Amines are also indicated, however, at different sensitivities. For some amines calibration data are available. (Please ask for the requested amine.)
Note on G172: lat: Number of strokes (n): 10 Only for qualitative detection. Detection border approx. 60 ppm.
Note on G173: lat: Number of strokes (n): 10 Only for qualitative detection. Detection border approx. 3 ppm.
Note on G174: lat: Number of strokes: n = 5 Evaluation: Concentration Reading on tube 2-Diethylaminoethanol ------------------------------- ----------------------- 0.5 ppm 0.25 to 0.5 ppm 1.5 ppm 0.5 to 1.0 ppm 5 ppm 1.0 to 2.0 ppm 10 ppm 2.0 to 3.0 ppm Relative standard deviation: ± 30 %
Note on G175: lat: Number of strokes (n): 10 Only for qualitative detection. Detection border approx. 20 ppm.
Note on G176: lat: Number of Strokes (n): 10 Evaluation: reading x 2 = ppm Diisopropylamine.
Note on G177: lat: Dimethylamine is indicated with the same sensitivity as ammonia. 0,25 to 3 ppm n = 10 reading = ppm Dimethylamine 0,5 to 6 ppm n = 5 reading x 2 = ppm Dimethylamine
Note on G178: lat: strokes: 10 Evaluation: reading x 4 = ppm dimethylisopropanolamine
Note on G179: lat: Number of Strokes (n): 10 Concentration of Reading on Tube Dipropylamine NH3 0.25/a ------------------------ -------------------------- 0.5 ppm 0.25 ppm 1.5 ppm 0.5 ppm 3.5 ppm 1.0 ppm 5.0 ppm 2.0 ppm 5.5 ppm 3.0 ppm
Note on G180: lat: Ethanolamine = Monoethanolamine = 2-Aminoethanol Number of strokes: n = 10 Evaluation: Indication * 2 = ppm Monoethanolamine
Note on G181: lat: 0.5 to 6 ppm Number of strokes: n=10 Evaluation: Indication * 2 = ppm 1 to 12 ppm Number of strokes: n=5 Evaluation: Indication * 4 = ppm Ethylendiamine = 1,2-Diaminoethane
Note on G182: lat: Aziridine is indicated at approximately the same sensitivity.
Note on G183: lat: Furfurylamine is indicated with the same sensitivity.
Note on G184: lat: Number of strokes: n = 10 A qualitative measurement is possible. Detection limit at approx. 100 ppm.
Note on G185: lat: For qualitative detection. Decomposition product is ammonia.
Note on G186: lat: For qualitative detection. Detection limit unknown.
Note on G187: lat: Qualitative detection. Detection border unknown, n = 10.
Note on G188: lat: Number of Strokes (n): 10 Concentration of Reading on tube N,N-Dimethylethylamine --------------------------------- ----------------------- 0.2 ppm 0.25 ppm 0.4 ppm 0.5 ppm 0.75 ppm 1.0 ppm 1.5 ppm 2.0 ppm 2.0 ppm 3.0 ppm
Note on G189: lat: Qualitative detection - detection border is unknown. The tube Hydrazine 0.2/a (6733121) is unsuitable. 1,1-Dimethylhydrazin gives only weak and diffuse indications.
Note on G190: lat: Number of Strokes (n): 10 Evaluation: reading x 4 = ppm N,N-Dimethylisopropylamine N,N-Dimethylisopropylamin = 2-Dimethylamino-propan
Note on G191: lat: Number of Strokes (n): 10 Qualitative detection Detection limit approx. 1 ppm
Note on G192: Luc: For qualitative detection. Detection limit unknown, n = 10.
Note on G193: Luc: Range of measurement: 0.25 to 3.0 ppm Strokes: 10 Evaluation: Piperidine is indicated with the same sensitivity. (+/- 30%) Range of measurement: 1.25 to 15 ppm Strokes: 3 Evaluation: Reading x 5 = ppm piperidine (+/- 30%)
Note on G194: Luc: Propylenimine is indicated with approx. the same sensitivity.
Note on G195: Luc: Number of strokes (n): 5 concentration tert. butylamine reading on the tube --------------------------------------- --------------------------- 0.5 ppm 0.25 ppm 1.0 ppm 0.5 ppm 2.5 ppm 1.0 ppm 5.0 ppm 2.0 ppm 7.5 ppm 3.0 ppm
Note on G196: lat: Triethylamin is indicated with approx. the same sensitivity.
Note on G197: lat: For a qualitative detection, n = 10. Detection limit unknown.
Note on G198: lat: Trimethylamine is indicated with approximately the same sensitivity.
Note on G202: lat: Substance: Methylamine Tube: Ammonia 0.5%/a Range of measurement: 0.25 Vol % to 3 Vol % stroke: 5 + 1 desorption stroke concentration of methylamine reading on the tube Ammonia 0.5%/a 0.25 Vol % 0.5 to 1.0 Vol % 0.5 Vol % 1.0 to 2.0 Vol % 1.0 Vol % 2.0 to 4.0 Vol % 2.0 Vol % 5.0 to 7.0 Vol % 3.0 Vol % 7.0 to 9.0 Vol %
Note on G204: lat: The scale on the tube applies to n=5 strokes. A measuring range extenstion is possible: Measuring Number of Evaluation range strokes ------------------- -------------- --------------------------- 1 to 15 ppm n=10 indication : 2 = ppm 10 to 150 ppm n=1 indication x 5 = ppm
Note on G206: lat: Strokes: n = 10 Allylamin = 3-Aminopropen concentration of allylamin reading --------------------------------- ---------- 10 ppm 5 ppm 15 ppm 10 ppm 30 ppm 20 ppm 45 ppm 30 ppm 60 ppm 40 ppm 75 ppm 50 ppm 90 ppm 60 ppm 105 ppm 70 ppm
Note on G207: lat: The number of strokes can arbitrarily be varied between n=1 and n=50. The scale on the tube applies to n=10 strokes. No. of Evaluation rel. Standard Measuring strokes deviation range -------------------------------------------------------------------------------- n=50 indication: 5 = ppm 30% 1 to 14 ppm n=10 indication = ppm 10-15 % 5 to 70 ppm n=1 indication:x 10 = ppm 10-15 % 50 to 700 ppm
Note on G208: lat: Following sensitivity data are available for Diallyl Amine Concentration of diallyl amine reading on the tube comment 2.5 ppm 4-5 mm (n=10) the indication is only for a very short time stable. 250 ppm approx. 20 ppm (n=1) - Test were done with NH3 5/a batch JA-1182. Temperature: 23 °C Relative Humidity: 50 %
Note on G209: lat: Qualitative detection, n = 10.
Note on G211: lat: Measuring range No. of Evaluation strokes ---------------------- ----------- -------------------------- 5 - 100 ppm 1 indication = ppm 2.5 - 50 ppm 2 indication : 2 = ppm
Note on G212: lat: Formamide is very sensitive against humidity, so tests were done at dry atmosphere: concentration of formamide reading on the tube NH3 5/b (n=1) 10 ppm 90 to 100 ppm 5 ppm 50 ppm 2.5 ppm approx. 20 ppm 1 ppm approx. 10 ppm 0.5 ppm approx. 5 ppm
Note on G228: Luc: Reference to Indoor-Measurement: Sulphur dioxide is produced by the combustion of substances containing sulphur (fossil fuels).
Note on G229: lat: n=10 Indication x 10 = ppm
Note on G231: Luc: Hydrogen sulphide is also indicated. In the presence of hydrogen sulphide the tube sulphur dioxide 1/a may be used (order no. CH31701). Hydrogen sulphide in concentrations around the TLV value is retained in a pre-layer.
Note on G232: Luc: For qualitative detection, n = 10. Sulphuric chloride partially decays to sulphur dioxide and chlorine if left standing for a long period
Note on G233: Luc: For qualitative detection of sulphur dioxide as decomposed product. In the presence of moisture or dampness, sulphur dichloride decomposes to sulphur dioxide and hydrochloric acid.
Note on G235: Luc: Concentrations of hydrogen sulphuric at or around the MAK value (maximum workplace concentration) do not cause any interference.
Note on G237: Luc: The scale on the tubes is applies to n=10 strokes. Measuring range Strokes Evaluation Standard deviation ----------------------- -------------- --------------------------- -------------- 10 to 100 ppm n=20 Indication : 2 =ppm ± 20 % 20 to 200 ppm n=10 Indication =ppm 10 - 15 % 200 to 2000 ppm n=1+3 Des. Indication x 10=ppm 10 - 15 % strokes
Note on G241: lat: 20 ppm 2-chloroanilin give (dependent on the batch) a reading of 5 - 10 ppm on the tube Aniline 0,5/a at 20 strokes. Requested for 0.1 ppm 2-chloroanilin: It is not possible to detect 0.1 ppm 2-chloroanilin. We know that the detection limit of aniline (the first visible indication) is 0.1 ppm at the tube Aniline 0.1/a at 20 strokes. 2-chloroanilin is indicated with 1/2 or 1/4 of the sensitivity of anilin (dependent on the batch - see measurement of 20 ppm). The tube Aniline 0.5/a can be used in a range of humidity from 7 - 12 mg H2O/L and has no pre layer to trap humidity. So it is not possible to extend the range of measurement by using more strokes
Note on G242: lat: Note: High aniline concentrations are not indicated. The tube is only suitable for a measurement of atmosphere at workplaces.
Note on G243: lat: N,N-Dimethylaniline is indicated at the same sensitivity. Indication colour: orange - russet Indication must be evaluated immediately.
Note on G244: Luc: 10 ppm N-Methylaniline result in a light green indication of approximately 4 ppm, n = 20.
Note on G248: Luc: For qualitative detection of organic arsenic compounds and arsenic hydride. Detection limit: approx. 0,3 mg AsH3/m³ (0.1 ppm AsH3) approx. 3 mg org. As-Verb./m³ Arsenic hydride and phosphine are already indicated before opening the ampoule.
Note on G250: lat: Other aromates (e.g. toluene, xylene, ethylbenzene) are indicated at approximately the same sensitivity. The following tube are recommended for benzene measurements in the presence of toluene or xylene: Benzene 2/a 81 01231 2 to 60 ppm Scale Benzene 5/a 67 18801 5 to 40 ppm colour balancing
Note on G252: lat: Measuring range Number of Evaluation strokes -------------------------------------------------------------------------- 0.5 - 10 ppm n = 20 indication = ppm 1.0 - 20 ppm n = 10 indication x 2 = ppm 2.0 - 40 ppm n = 5 indication x 4 = ppm 10 - 200 ppm n = 1 indication x 20 = ppm
Note on G256: lat: Other aromates (e.g. toluene, xylene, ethylbenzene) do not interfer up to a concentration of 200 ppm. They are retained in a pre-tube. Petrol vapours interfer the benzene indication. The following tubes can be recommended for benzene measurements in the presence of petrol: Benzene 5/a 67 18801 5 to 40 ppm colour balancing -------------------------------------------------------------------------------- Measuring range extension: 4 to 120 ppm n=10 indication x 2 = ppm ± 20% 50 to 240 ppm n=5 indication x 4 = ppm ± 20% 100 to 1200 ppm n=1 indication x 20 = ppm ± 50%
Note on G258: lat: Other aromates (e.g. toluene, xylene, ethylbenzene) do not interfere. They are retained in the pre-layer. The capacity of the pre-layer is exhausted when the entire grey layer discolours to red-brown. Petrol vapours do not interfere.
Note on G260: lat: Aromatic substances is a collective term for a multitude of organic compounds. For example: benzene, toluene and xylene. The Dräger tube benzene 5/b is suitable for qualitative detection if the aromatic compound with which one is dealing is unknown. For quantitative determination, please look for the required substance.
Note on G261: lat: Other organic compounds and petroleum hydrocarbons are also indicated at different sensitivities.
Note on G263: Luc: The scale on the tube applies a number of strokes n=5 Range of strokes Evaluation Standard Valid for the mesurement Deviation range of scale ----------------- ---------- -------------- ------------ ------------------- 0.5 to 10 ppm 5 indication = ppm 10 to 15 % 0.5 to 10 ppm 0.25 to 1 ppm 10 indication:2=ppm 10 to 15 % 0.5 to 2 ppm 0.05 to 0.2 ppm 50 indication:10=ppm 30 % 0.5 to 2 ppm 0.025 to 0.1ppm 100 indication:20=ppm 30 % 0.5 to 2 ppm 5 to 25 ppm 2 reading on the n=2 scale Reference to Indoor-Measurement: Nitrogen dioxide is a by-product of combustion processes produced by the reaction between the nitrogen and oxygen in the air.
Note on G270: lat: Strokes: 2 concentration of 1,1,1 trichloroethane reading on the n=2 scale 5 ppm 5 - 10 ppm pale yellow
Note on G271: lat: The reading of 1,1,2 Trichloroethane dependent on the batch. e.g. 50 ppm 1,1,2 trichloroethane gives at one batch a reading of approx. 2 ppm (n=2) and at another batch approx. 10 ppm.
Note on G274: lat: Number of strokes: n=2 (5 activation strokes before testing) Evaluation: indication (n=2 scale) x 4 = ppm Ethyl bromide Measuring error: ± 50% Ethylbromide = Bromethane
Note on G276: lat: The measurement range can be extended by 5 ppm to 0.8, if the activating pre-tube (order code 8101141) has been connected. Number of strokes: n=30 Evaluation: Indication divided by 6 = ppm Relative standard deviation: ± 30%
Note on G277: lat: Number of strokes: n=2 Evaluation: indication x 4 = ppm Ethyl bromide Ethyl bromide = Bromethane
Note on G278: lat: 1,2-Dibromethane is indicated at approximately the same sensitivity. 1,2-Dibromethane = Ethylene bromide Ethyleen dibromide
Note on G279: lat: Ethylidenchloride = 1,1-Dichlorethane n=10 concentration indication on 1,1-Dichlorethane Methylbromide 5/b ------------------------ ------------------------- 10 ppm 5 ppm 50 ppm 20 ppm 100 ppm 30 ppm
Note on G280: lat: 1,2-Dichloro ethane = Ethylene chloride = Ethylene dichloride n=20 concentration indication on 1,2-Dichloroethane Methyl bromide 5/b -------------------------- -------------------------- 100 ppm ca. 10 ppm 200 ppm ca. 30 ppm 300 ppm ca. 50 ppm ATTENTION only valid for 1,2-Dichloro ethane For measurement instructions of 1,1-Dichloro ethane look under 1,1-Dichloroethane.
Note on G281: lat: Number of strokes: n=10 Evaluation: 50 ppm 1,2-Dichloro propane = approx. 10 ppm indication 75 ppm = approx. 20 ppm indication 100 ppm = approx. 40 ppm indication
Note on G282: lat: concentration of 1.1.2 trichloroethane reading on the tube (n=5) 10 ppm no reading 100 ppm 5 ppm 200 ppm 10 ppm concentration of 1.1.2 trichloroethane reading on the tube (n=20) 10 ppm 5 ppm 50 -100 ppm 30 - 50 ppm Tests were done at approx. 22°C and 50 % relative humidity
Note on G286: lat: Bromine is indicated at the same sensitivity. Indicating layer is a pale yellow. The number of strokes can be varied between n=1 and n=100, for example: n=1 2 to 30 ppm n=5 0.4 to 6 ppm n=10 0.2 to 3 ppm
Note on G287: lat: The scale on the tube is valid for n=10 strokes. The number of strokes can be arbitrarily varied between n=1 and n=100, example given measuring no. of evaluation standard range strokes deviation ------------------- ---------- ----------------------------- ------------ 0,02 - 0.3 ppm n=100 indication: 10 = ppm 30% 0,2 - 3 ppm n=10 indication = ppm 10 - 15% 2 - 30 ppm n=1 indication x 10 = ppm 10 - 15%
Note on G288: Luc: Aqua regia releases, among others, chlorine and nitrous gases. The tube chlorine 0.2/a can be used for a qualitative detection. Detailed determination of chlorine concentration is impossible as nitrous gases are also indicated.
Note on G289: lat: For estimated measurements of ClO2 the tube Chlorine 0.2/a can be used. concentration of ClO2 strokes reading on Chlorine 0.2/a ---------------------------- --------- --------------------------------- 1.0 ppm n=10 0.2 to 0.5 ppm 0.1 ppm n=100 0.2 to 0.5 ppm The concentration of ClO2 is lower than 0.1 ppm, if the 0.2 ppm mark will not be reached at n=100 strokes test.
Note on G290: lat: Halogene is a collective term for the substances fluorine, chlorine, bromine and iodine. Following possibilities for measurement can be provided: fluorine --- fluorine 0.1/a 81 01491 chlorine --- e.g. chlorine 0.2/a CH 24301 bromine --- e.g. chlorine 0.2/a CH 24301 iodine --- not measurable with test tubes. For additional information please look for the desired substance.
Note on G291: lat: Sodium hypochlorite id nearly solely used as a hydrous solution.This solution releases chlorine. n = 10
Note on G293: lat: Bromide is indicated with identical sensitivity,however, in a paler shade.
Note on G294: lat: The scale on the tube is valid for n=20 strokes. Measuring No. of Evaluation Standard range strokes deviation ------------------- ---------- ---------------------------- ------------------ 0.3 - 5 ppm n=20 indication = ppm ± 10 to 15 % 0.6 - 10 ppm n=10 indication x 2 = ppm ± 10 to 15 % 1.2 - 20 ppm n=5 indication x 4 = ppm ± 30 % 6.0 - 100 ppm n=1 indication x 20 = ppm ± 30 %
Note on G296: lat: Bromine is indicated at approximately the same sensitivity.
Note on G300: lat: Number of strokes: n=10 evaluation: Numerical value divided by 5 results ppm benzyl chloride (valid up to numerical value 60).
Note on G301: lat: For qualitiative detection, n = 10 The detection limit is at approximately 5 ppm.
Note on G302: lat: For qualitative detection. n = 10 The detection limit is at approximately 5 ppm.
Note on G303: lat: For qualitative detection, n = 10. For a length of indication below 10 ppm the concentration is definitely below 75 ppm. No calibration data can be drawn up because of the widely varying length of the indication. Known data concerning the sensitivity of the indication: Concentration Indication on 1.4-Dichlorobenzene Chlorobenzene 5/a ---------------------------- -------------------------- 20 ppm 10 to 20 ppm 40 ppm 20 to 30 ppm 75 ppm 20 to 40 ppm
Note on G304: lat: For qualitative detection of: 1,2-Dichlorobenzene (OEL 50 ppm) 1,3-Dichlorobenzene (OEL --- ) 1,4-Dichlorbenzene (OEL 75 ppm) 1,2-Dichlorobenzene (ortho) detection limit approx. 5 ppm 1,3-Dichlorobenzene (meta) detection limit approx. 5 ppm 1,4-Dichlorobenzene (para) detection limit approx. 10 ppm
Note on G306: lat: Subject : Measurement of ETW level (2005) of 44 ppm Details: Strokes: 5 If the reading is at 5 strokes lower than 6 ppm, than the concentration of chloroform is lower than 44 ppm. Tests were done with different batches at approx. 20°C/ 50 % relative humidity
Note on G307: lat: Chlorinated hydrocarbons is a collective term for a multitude of organic compounds. For example: chloroform, perchloroethylene, trichloroethylene, trichloroethane and vinylchloride. The calibrated scale of the Dräger tube Chloroform 2/a is applicable to chloroform. Other chlorinated hydrocarbons are indicated, but with different sensitivities
Note on G309: lat: 1 ppm 2-ethylhexyl chloroformate give an orange reading of approx. 5 mm. The 0.2 ppm scale mark has a length of approx. 13 mm and the 1 ppm scale mark of approx. 23 mm. 1 ppm 2-ethylhexyl chloroformate is in the range of the detection limit of the tube (< 0.1 ppm).
Note on G310: lat: Chloroformic acid methyl ester, Chloroformic acid ethyl ester and Chloroformic acid isopropyl ester are indicated at the same senitivity.
Note on G311: lat: Chloroformic acid methyl ester, Chloroformic acid ethyl ester and Chloroformic acid isopropyl ester are indicated at the same senitivity.
Note on G312: lat: Chloroformic acid methyl ester, Chloroformic acid ethyl ester and Chloroformic acid isopropyl ester are indicated at the same senitivity.
Note on G313: lat: Chloroformic acid methyl ester, Chloroformic acid ethyl ester and Chloroformic acid isopropyl ester are indicated at the same senitivity.
Note on G316: Luc: Phenol 1/b or Phenol 5/a can be used for qualitative detection, n = 20. Detection limits are unknown.
Note on G319: lat: a) 1 to 12 ppm Number of strokes: n=10 Evaluation: indication divided by 7 = ppm Rel. Standard deviation: 30% b) 10 to 60 ppm Number of strokes: n=2 + 3 Desorption strokes Evaluation: Indication equals ppm Rel. Standard deviation: 30%
Note on G320: lat Number of strokes: n = 3 + 3 Desorption strokes Evaluation: Concentration Indication on the 1-Hexene tube scale ------------------- ---------------------- 5 ppm 5 ppm 20 ppm 15 ppm 25 ppm 20 ppm 50 ppm 40 ppm 60 ppm 50 ppm
Note on G321: lat: Number of strokes: n=3 + 3 Desorption strokes Indication Concentration Chloroprene 5/a Isoprene ---------------------- ------------------- 15 ppm 10 ppm 40 ppm 30 ppm Isoprene = 2-Methyl-1,3-butadiene
Note on G322: lat: Number of strokes: n=3 + 3 Desorption strokes Evaluation: Indication on Concentration Chloroprene 5/a 1-Octene ---------------------- ------------------- 5 ppm 20 ppm 10 ppm 100 ppm 15 ppm 250 ppm 20 ppm 500 ppm 25 ppm 800 ppm 30 ppm 1000 ppm
Note on G323: lat: Measurement in air NOTE: Number of strokes: n=3 + 3 Desorption strokes Measuring range extension from 7.5 to 90 ppm is possible: n=2 + 3 Desorption strokes indication x 1.5 = ppm
Note on G324: lat: A) 2.5 to 30 ppm n=10 + 10 Desorption strokes indication x 0.5 = ppm B) 30 to 100 ppm n=3 + 10 Desorption strokes indication x 2 = ppm (applies to a scale range of 15 to 50) 2,4,4-Trimethyl-1-pentene = Diisobutylene
Note on G326: lat: Suitable for qualitative detection. Calibration data are not available.
Note on G329: lat: Measuring range No. of Evaluation Standard strokes deviation ----------------------- ---------- -------------------------------- -------------- 10 - 50 ppm n=100 indication : 10 = ppm 25% (applies to scale value 500) 50 - 1000 ppm n=20 indication : 2 = ppm 10 to 15% 100 - 2000 ppm n=10 indication = ppm 10 to 15% Methylenchloride = Dichloromethane
Note on G330: lat: Different concentration of 1,1,2 trichloroethan give no sufficient different lenght of reading. for estimated measurement: concentration of 1,1,2 trichloroethane reading after 10 strokes 10 ppm 250 ppm 50 ppm 300 ppm
Note on G332: lat: Short-term tube: Vinylchloride 0.5/b Number of strokes: n = 1 Evaluation: Reading on the n = 1 scale ----------------------------------- = ppm 10 Indication coloure: pale purple
Note on G333: lat: Range of measurement: 0.25 to 3 ppm strokes: 5 relative standard deviation: +/- 30 % concentration of 1,2 dibrompropan reading on the n=1 scale 0.25 ppm 1 ppm 0.6 ppm 2 ppm 1.25 ppm 3 ppm 2 ppm 4 ppm 3 ppm 5 ppm
Note on G334: lat: trokes: 5 concentration of 1.3 dichlorpropen reading on the tube (n=5 scale) 1 ppm 0.5 to 1 ppm 2 ppm 1.5 to 2 ppm strokes: 10 concentration of 1.3 dichlorpropen reading on the tube (n=5 scale) 1 ppm 1 to 1.5 ppm 2 ppm 3 to 3.5 ppm Tests were done with a mixture of isomers (cis and trans).
Note on G335: lat: Number of Strokes (n): 10 Calculation: No indication after n = 10 strokes: The concentration of Allylchloride is lower than 1 ppm. Indication after n = 10 strokes: The concentration of Allylchloride is 1 ppm or higher.
Note on G336: lat: The measuring range can be extended in conjunction with the activation tube for Formaldehyde 0.2/a (8101141). Number of Strokes (n): 10 Reading (on n = 5 Scale) divided by 2 = ppm Standard deviation: ± 35 % Number of Strokes (n): 20 Reading (on n = 5 Scale) divided by 4 = ppm Standard deviation: ± 35 %
Note on G337: Luc: Number of Strokes (n): 5 Evaluation: reading (on the n = 5 scale) x 0.75 = ppm Vinylidene chloride.
Note on G338: lat: Number of Strokes (n): 10 For estimated measurements. Concentration of Reading on tube Epichlorhydin ---------------------- ---------------------- 1 ppm 0.25 to 1 ppm 6 ppm 1.5 to 2 ppm The absolute humidity should no be higher than 10 mg water / L.
Note on G339: lat: qualitative detection strokes: 10 detection limit: 2 to 5 ppm color change: white to pale violet
Note on G340: lat: Chlorinated hydrocarbons is a collective term for a multitude of organic compounds. For example: chloroform, perchloroethylene, trichloroethylene, trichloroethane and vinylchloride. The calibrated scale of the Dräger tube Vinylchloride 0.5/b is applicable to vinylchloride. Other chlorinated hydrocarbons are indicated, but with different sensitivities.
Note on G341: lat: Measurement at 500 ppm Methyl bromoacetate Tube Batch Number of strokes Result Vinyl Chloride 0,5/b NB-0241 approx. 2.5 ppm MN-0141 5 approx. 4.8 ppm
Note on G342: lat: 100 ppm1,1,1 trichloroethane discolor the whole indicating layer after the first stroke. 20 ppm 1,1,1 trichloroethane give no reading after 5 strokes.
Note on G343: lat: 50 ppm 1,1,2 trichloroethane gives only a very pale reading of 2 mm at 5 strokes.
Note on G344: lat: Number of Strokes (n): 5 Concentration of Reading on 1,2,4-Trichlorobenzene Tube ------------------------------- ------------------- 1 ppm approx. 0.5 ppm
Note on G345: lat: concentration of 1,2,3 trichloropropane reading on the tube (n=5) at the n= 5 scale 10 ppm no indication 100 ppm approx. 0.5 ppm
Note on G347: lat: Other chlorinated hydrocarbons are also indicated, however, at different sensitivity. Petroleum hydrocarbons cause a shortening of the indication
Note on G348: lat: Number of strokes: n=5 Evaluation: Indication (n=5) scale x 1.5 = ppm
Note on G349: lat: Number of strokes: n=5 Evaluation: Indication (n=5 scale) x 1.5 ppm
Note on G350: lat: Chlorinated hydrocarbons is a collective term for a multitude of organic compounds. For example: chloroform, perchloroethylene, trichloroethylene, trichloroethane and vinylchloride. The calibrated scale of the Dräger tube Vinylchloride 1/a is applicable to vinylchloride. Other chlorinated hydrocarbons are indicated, but with different sensitivities.
Note on G351: lat: hosphorus trichloride hydrolyzes with water however violently under formation of hydrochloric acid. We expect that the tubeVC 1/a indicates PCl3 as well as HCl. So the reading dependent on temperature and humidity. The following measured values were determined at 20°C and 50% r.H: concentration of phosphorus trichloride reading on VC 1/a (n=5) 5 ppm approx. 4 - 5 ppm 10 ppm approx. 7 - 10 ppm 25 ppm approx. 30 - 40 ppm other temperatures and humities can cause other readings on the tube
Note on G355: lat: For the measurement of Sodium cyanide, Postassium cyanide, Calcium cyanid The scale on the tube indicates the concentration in mg CN/m³.
Note on G356: lat: For the measurement of Sodium cyanide, Postassium cyanide, Calcium cyanid The scale on the tube indicates the concentration in mg CN/m³.
Note on G357: lat: For the measurement of Sodium cyanide, Postassium cyanide, Calcium cyanid The scale on the tube indicates the concentration in mg CN/m³.
Note on G358: lat: - Free hydrogen cyanide is already indicated before the reagent is broken. - It is possible that, as a function of hydrolysis, a certain portion of cyanides has already reacted with the CO2 contained in air. - Cyanide measurement is not possible in the presence of phosphine.
Note on G361: lat: Number of strokes: n = 10 Evaluation: Cyclopentane is indicated at approximately the same sensitivity.
Note on G362: lat: Number of strokes: n = 10 Evaluation: Concentration Indication Dimethylether Cyclohexane 100/a ------------------- -------------------------- 500 ppm about 80 ppm (below the first scale line) 1000 ppm 100 ppm 2000 ppm 200 ppm 3000 ppm 300 ppm 4000 ppm 400 ppm
Note on G363: lat: Number of strokes: n=10 Evaluation: Indication x 2 = ppm Methylcyclohexane
Note on G364: lat: All cycloalkan-enriched crude oil fractions with a boiling point of 30 - 180 °C, 100 - 200 °C or higher boiling mixtures are desginated as Naptha. The composition can be very different. Determination of concentrations using detection tubes is therefore impossible.
Note on G366: lat: 1-Aminopropane and 2-Aminopropane are indicated at approximately the same sensitivity as Cyclohexylamine. 1-Aminopropane = Propylamine 2-Aminopropane = Isopropylamine
Note on G368: lat: Concentration Cyclopropylamin Indication Cyclohexylamin 2/a 5 ppm 4 ppm 10 ppm 7.5 ppm 30 ppm 28 ppm The measurement results below 10 ppm Cyclopropylamine are more dependend of the batch than above 10 ppm. standard deviation up to 10 ppm : + 50 % standard deviation above 10 ppm : + 25 % The tests were done with Cyclohexylamin 2/a batch KM-0053, LL-0057, MF-0059 and ML-0061.
Note on G369: lat: Isobutylamine is indicated at the same sensitivity. Isobutylamine = Isoaminobutane 1-Amino-2-methylpropane
Note on G370: lat: Isobutylamine is indicated at the same sensitivity. Isobutylamine = Isoaminobutane 1-Amino-2-methylpropane
Note on G371: lat: 1-Aminobutane and 2-Aminobutane are indicated at approximately the same sensitivity as Cyclohexylamine. Aminobutane = Butylamine
Note on G372: lat: 2-Aminobutane is indicated at approximately the same sensitivity. 2-Aminobutane = 2-Butylamine sec.-Butylamine
Note on G374: lat: concentration of 2-propyn-1-ol reading on the tube (n=10) notice 100 ppm approx. 80 ppm green indication, diffuse 10 ppm no indication (n=10) approx. 50 ppm (n=20) pale green indication, diffuse 2 ppm no indication (n=10) no indication (n=20)
Note on G376: lat: Diisopropylether is indicated at approximately the same sensitivity. iso-Propylether = Diisopropylether
Note on G377: lat: Dibutylether is indicated approx. with the half sensitivity
Note on G378: lat: Dipropylether and Diisopropylether are indicated at approximately the same sensitivity. Propylether = Dipropylether
Note on G379: lat: Measurement at 500 ppm Methyl bromoacetate Tube Batch Number of strokes Result Diethylether 100/a MJ-0101 10 approx. 100 ppm KD-0081 10 approx. 100 ppm
Note on G380: Luc: Number of Strokes (n): 5 Concentration of Reading on Vinyltrimethoxy silane tube ------------------------------ ---------------- 100 ppm 100 ppm 250 ppm 400 ppm 500 ppm 1000 ppm 1000 ppm 2000 ppm
Note on G382: lat: Number of strokes: n=10 Evaluation: indication x 10 = ppm Measurements within the TLV range are impossible with detector tubes.
Note on G383: lat: The scale on the tube applies to n=10 strokes. Measuring No. of Evaluation Standard range strokes deviation -------------------- ----------- ----------------------------- --------------- 2.5 - 10 ppm n=30 indication : 4 = ppm 20 to 30% 10 - 40 ppm n=10 indication = ppm 20 to 30% 20 - 80 ppm n=5 indication x 2 = ppm 50% 100 - 400 ppm n=1 indication x 10 = ppm 50%
Note on G385: lat: For qualitative detection. 0.5 ppm give a reading of 0.005 ppm.
Note on G386: lat: Measuring ranges: n=200 0.005 to 0.05 ppm n=100 0.01 to 0.1 ppm n=20 discolouration "0.005" = 0.1 ppm discolouration "0.01" = 0.3 ppm discolouration "0.02" = 0.6 ppm
Note on G388: lat: for estimated detection of 1,3 butadien the tube Dimethyl Sulphide 1/a can be used: concentration of 1,3 butadiene reading on the tube Dimethyl Sulphide 1/a (n=40) 0.1 ppm no reading 0.2 ppm reading too pale for evaluation 0.3 ppm 1.4 to 2 ppm 0.5 ppm 4 to 6 ppm 0.7 ppm 10 to 15 ppm Tests were done with different batches at approx. 20°C / 50 % relative humidity
Note on G389: lat: the Dimethyl Sulphide 1/a tube is suitable to measure 1 ppm 1,3-dichloro propene. 1 ppm 1,3-dichloro propene give an indication of approx. 1 to 1.2 ppm on the DMS 1/a tube. The measurements were done with batch MC-0141 and NM-0161. The number of strokes was 20
Note on G390: lat: Number of Strokes (n): 20 Concentration of Reading on 4-Vinyl cyclohexene tube --------------------------- ----------------- 0,5 ppm 1 to 2 ppm 1 ppm 2,5 ppm 3 ppm 4 ppm 5 ppm 5 ppm 20 ppm 7 ppm 50 ppm 10 ppm measured with 4-Vinyl cylohexene, stabilised with 200 ppm 2,4-Di-tert-buthyl-4-methylphenol (Merck)
Note on G391: lat: For qualitative detection Detection limit approx. 20 ppm Quantitative measurement within the TLV value are possible by sampling with Aldehyde Sampling Set.
Note on G392: lat: Number of strokes: n=40 Evaluation: Concentration Indication on the Acroleine tube scale ------------------- --------------------------------- < 0.1 ppm no indication TLV 0.1 ppm 1 to 3 mm discolouration 0.5 ppm 1 ppm 3 ppm 3 ppm 10 ppm 5 ppm
Note on G393: lat: Range of measurement: 1.5 to 22.5 ppm strokes: 5 Evaluation: reading x 1.5 = ppm allylbromid rel. Standard Deviation: +/- 30 % Range of measurement: 7.0 to 105 ppm strokes: 2 Evaluation: reading x 7 = ppm allylbromid rel. Standard Deviation: +/- 30 %
Note on G394: lat: The scale on the tube applies to n=20 strokes. Measuring range No. of Evaluation Standard strokes deviation ----------------------- ---------- --------------------------- -------------- 1 to 15 ppm n=20 indication = ppm 15-20% 4 to 60 ppm n=5 indicaiton x 4 = ppm 35%
Note on G395: lat: Dimethyldisulfide is indicated at the same sensitivity within the range of 1 to 10 ppm. Number of strokes: n = 20 Evaluation: Numerical value = ppm Dimethyldisulfide (applies to a scale range of 1 to 10)
Note on G397: lat: concentration of chlorine reading on the tube Epichlorohydrine 5/a (n=20) 1 ppm > 50 ppm 0.1 ppm approx. 10 ppm
Note on G400: lat: For qualitative detection, n = 10. Detection limit is at approx. 0.05 ppm DDVP. DDVP = Dichlorvos = Dichlorovinyldimethylphosphate
Note on G401: lat: For qualitative detection, n = 10. Detection limit for Dichlorovos: 0.05 ppm A multitude of other phosphoric acid esters are also indicated, however, at different sensitivity.
Note on G402: Luc: For qualitative detection, n = 10. Detection limit unknown. Parathione = E 605
Note on G404: lat: 30 to 400 ppm n=6 indication = ppm Ethylbenzene 45 to 600 ppm n=4 indication x 1.5 = ppm Ethylbenzene
Note on G406: lat: With n=40 strokes an indication of 0.2 ppm corresponds to a concentration of 0.1 ppm ethylene.
Note on G410: lat: Für qualitative detection, n = 10. Detection limit is unknown.
Note on G411: lat: Ethylenglykol = Glykol = 1,2-Ethandiol
Note on G412: lat: A qualitative measurement is possible. Detection limits are unknown.
Note on G414: lat: The scale on the tube is valid for n=20 strokes. measuring range no. of strokes evaluation relative Standard Deviation ----------------------- ------------------ --------------------------- ---------------------- 0.05 to 1 ppm n=40 indication : 2 = ppm ± 15 - 20 % 0.1 to 2 ppm n=20 indication = ppm ± 15 - 20 % 1 to 20 ppm n= 2 indication x 10 = ppm ± 30 % 2 to 40 ppm n= 1 indication x 20 = ppm ± 30 %
Note on G416: lat: For qualitative detection Yellow indication colour Detection limit: approx. 2 ppm
Note on G417: lat: Strokes: 100 an activation tube infront of the HCHO 0,2/a tube concentration of acrolein reading a the n=20 scale 0,1 ppm 0,2 - 0,4 ppm 0,5 ppm 0,35 - 0,5 ppm Tests were done with different batches at approx. 20°C and 50 % relative humidity
Note on G418: lat: n=10 Indication (n=10 Scale) = ppm 0.5 to 5 ppm n=20 Indication (n=20 Scale) = ppm 0.2 to 2,5 ppm n= 3 Indication (n=20 Scale) x 10 = ppm 2.0 to 25 ppm relative standard deviation ±40% Measurements with more than 20 strokes only in conjunction with the activation tube for formaldehyde 0.2/a (81 01141) as pretube. n=40 Indication (n=20 Scale) : 2 = ppm 0.1 to 1.25 ppm n=80 Indication (n=20 Scale) : 4 = ppm 0.05 to 0.6 ppm n=100 Indication (n=20 Scale) : 5 = ppm 0.04 to 0.5 ppm Reference to Indoor-Measurement: Formaldehyde may be contained in adhesive and insulting materials, disinfectants. (origin: chipboard)
Note on G419: Luc: concentration of propionaldehyde reading on the n=20 scale (at 20 strokes) 25 ppm 0,9 - 1 ppm 100 ppm 1,5 ppm 500 ppm 2 ppm Tests were done at approx. 20 °C and 50 % relative humidity
Note on G420: lat: For qualitative detection, n = 20. Yellow to brown indication colour.
Note on G421: lat: For qualitative detection. (Indication colour yellow to brown.) Detection limit unknown.
Note on G422: lat: Number of Strokes (n): 20 Concentration of Reading on Formaldehyde Limonene 0.2/a Tube (n = 20 skale) --------------------- ---------------------------------- 5 ppm 0,2 ppm 10 ppm 0,5 ppm 50 ppm 1,0 ppm 100 ppm 1,5 ppm 150 ppm 2,0 ppm 200 ppm 2,5 ppm Indicating colour: yellow Limonene = Dipentene
Note on G423: lat: For qualitative detection. Detection limit unknown. 5 ppm Furfurol (TLV value 1991) are not indicated.
Note on G424: lat: For qualitative detection, n = 20. Yellow to brown indication colour. Concentrations within the TLV range are not indicated.
Note on G425: lat: For qualitative detection. Hexamethylentetramine decomposes to Formaldehyde and Ammonia.
Note on G426: lat: concentration of Limonene reading on HCHO 0,2/a (n=20) 5 ppm 0,2 ppm 10 ppm 0,5 ppm 50 ppm 1,5 - 2 ppm 100 ppm > 2,5 ppm (the whole indicating layer discolored) Color of the indication: yellow Tests were done with different batches at approx. 22°C and 50 % relative humidity
Note on G430: lat: For qualitative detection of ethane. 0.05 Vol.% ethane give an indication of few millimeters.
Note on G431: lat: 0.5 Vol.% Methane 0.05 Vol.% Ethane give a discolouration of a few millimetres 0.05 Vol.% Propane Carbon monoxide is also indictaed.
Note on G432: lat: For qualitative detection of Methane. 0.5 Vol.% Methane give an indication of a few millimeters
Note on G433: Luc: For qualitative detection of Propane. 0.05 Vol.% give an indication of a few millimetres.
Note on G435: lat: The scale on the tube applies for n-Hexane. Only for estimated measurement Number of strokes: n=6 indication concentration n-Heptane --------------------- ---------------------------------- approx. 100 ppm 200 ppm approx. 300 ppm 1000 ppm
Note on G436: lat: The scale on the tube applies to n=6 strokes. measuring range number of strokes evaluation ----------------------- ------------------------ ------------------- 100 to 3000 ppm n= 6 indication = ppm 50 to 1500 ppm n=11 indication : 2 = ppm
Note on G439: lat: 10 mg/m³ n=200 discolouration as 25 µg oil (Fig.3 in GA) 20 mg/m³ n=100 discolouration as 25 µg oil (Fig.3 in GA)
Note on G444: lat: Stroke: n=5 only for estimate measurement Range of measurement: 1 - 25 ppm Evaluation: reading x 2 = ppm Hydrazin Relative standard deviation: ± 40 % No interference by Ammonia and Amines.
Note on G445: lat: Methylhydrazine is indicated at approximately the same sensitivity.
Note on G447: lat: For qualitative detection of amines. The scale on the tube applies to hydrazine. Amines are also indicated, however, with different sensitivities.
Note on G448: lat: Number of strokes (n): 10 Only for qualitative detection. Detection border unknown.
Note on G449: lat: Number of strokes (n): 10 Only for qualitative detection. Detection border unknown.
Note on G450: lat: For qualitative detection. Calibration data are not available yet
Note on G451: lat: For qualitative detection, n = 10. Calibration data are not available yet.
Note on G452: lat: For qualitative detection, n = 10. Calibration data are not available yet.
Note on G453: lat: For qualitative detection, n = 10. Calibration data are not available yet.
Note on G454: lat: Number of strokes (n): 10 Only for qualitative detection. Detection border unknown.
Note on G455: lat: Number of strokes (n): 10 Only for qualitative detection. Detection border unknown.
Note on G456: lat: Medium Range Strokes air 0.1 to 5 ppm 20 air 0.25 to 10 ppm 10 Ammonia and Amines are also indication, but with different sinsitivities. For specific hydrazine measurements the tube hydrazine 0.2/a (6733121) may be used.
Note on G457: lat: For qualitative detection. Decomposition product is ammonia.
Note on G458: lat: For qualitative detection. Detection border not known.
Note on G459: lat: Qualitative detection. Detection border unknown, n = 10.
Note on G460: lat: For qualitative detection. Detection border unknown, n = 10.
Note on G461: lat: For qualitative detection, n = 10. Calibration data are not available yet
Note on G462: Luc: For qualitative detections. Detection limit unknown, n = 10.
Note on G463: Luc: Number of strokes (n): 10 Only for qualitative detection. Detection border unknown.
Note on G464: lat: For a qualitative detection, n = 10. Detection limit unknown.
Note on G466: lat: Determine number of strokes for complete, uniform discolouration of the indicating layer. Acetylene Number of strokes Vol. % (approx.) ------------- ----------------------------------- 9 0.05 8 0.06 Note: 7 0.07 Colour does not correspond to 6 0.09 the colour comparison layer. 5 0.13 4 0.18 (Table is not included in the 3 0.22 instructions for use) 2 0.30
Note on G467: lat: Number of strokes for complete, Vol.% Ethylene uniform discolouration of the (approx.) indicating layer ------------------------------------------- ---------------------- n=15 0.5 Vol.% n=12 0.6 Vol.% n=9 0.8 Vol.% n=8 1.0 Vol.% n=7 1.2 Vol.% n=6 1.6 Vol.% n=5 2.0 Vol.% Table is not included in the instructions for use. NOTE: The indicating colour does not match the colour of the colour comparison layer.
Note on G468: Luc: For liquified gas according to DIN 51621 (Propane/Butane)
Note on G469: lat: Hydrocarbons is a collective term for a multitude of organic compounds. The tube hydrocarbons 0.1%/b is suitable for measurement of Liquid gas according to DIN 51621 Butane Propane Acetylene Ethylene Further information can be found under the name of the substance.
Note on G470: Luc: Hydrocarbons is a collective term for a multitude of organic compounds. The tube hydrocarbons 0.1%/b is suitable for measurement of liquid gas according to DIN 51621 Butane Propane Acetylene Ethylene Further information are to be found under the respective substances.
Note on G471: lat: Concentration of i-butane Strokes --------------------------------- ---------- 1600 ppm 2 1200 ppm 3 700 ppm 4 500 ppm 5 400 ppm 6 300 ppm 8 200 ppm 11 100 ppm 21 Relative Standard Deviation: ± 30%
Note on G475: lat: Suitable for carburetor fuel (gasoline) premium gasoline diesel fuel (evaluation as for kerosine) kerosine extraction naphta Evaluation with the help of the table and the calculation formula in the instructions for use.
Note on G476: lat: Hydrocarbons is a collective term for a multitude of organic compounds. The tube hydrocarbons 2 is suitable for measurement of motor gasoline (gasonine, preium gasoline) extraction gasoline kerosine Additional information can be found under the corresponding name of the substance.
Note on G477: Luc: Hydrocarbons is a collective term for a multitude of organic compounds. The tube hydrocarbons 2 is suitable for measurement of Gasoline (regular petrol, premium petrol) Extraction petrol Kerosene Further information are given under the respective substances.
Note on G478: lat: For qualitative detection. Detection limit unknown. The Dräger tube hydrocarbons 2 is suitable to determine hydrocarbon mixtures in air or technical gases within the boiliong range of 50 bis 200°C.
Note on G480: Luc: Evaluation with the help of the table and the calculation formula in the instructions for use.
Note on G482: lat: Number of strokes: n = 5 Evaluation: scale value = ppm Acetylene The measurement instruction is valid for a measurement range of 25 to 300 ppm
Note on G483: lat: Number of Strokes (n): 5 Reading on the tube: 2 = ppm dibromomethane Number of strokes (n): 2 Reading on the tube x 2 = ppm dibromomethane
Note on G484: lat: Number of Strokes (n): 5 Concentration of Reading on the tube 1,2-Dibromoethane -------------------------- --------------------------- 25 ppm 25 ppm 100 ppm 50 ppm 200 ppm 100 ppm 600 ppm 200 ppm 1000 ppm 300 ppm
Note on G485: lat: Qualitative detection. Number of strokes: n = 2 Detection limit: approx. 0.5 mg/L
Note on G486: lat: Number of strokes: n = 2 The scale on the tube applies to n-Octane. Other hydrocarbons and carbon monoxide are also indicated, however, at different sensitivities. The following measurement values were taken with a customer sample (shell leaded): Number of strokes: 2 Concentration indication on the tube petrol petrol hydrocarbons 10/a -------------------- -------------------------------------- 20 ppm 10 ppm 50 ppm 25 ppm 100 ppm 40 ppm 200 ppm 70 ppm 300 ppm 120 ppm Calculation based on: Molmass of n-Octane.
Note on G487: Luc: Calibration data are not yet available, n = 2. A measurement instruction can be drawn up upon request. However, to do this a sample of the IP5 used is necessary.
Note on G488: lat: Number of strokes: n = 2 The scale on the tube applies to n-Octane. Other hydrocarbons and carbon monoxide are also indicated, however, at different sensitivites. The following measurement values were taken with a customer sample (Shell unleaded): Number of strokes: 2 Concentration petrol indication on the tube petrol hydrocarbons 10/a --------------------------- -------------------------------------- 20 ppm 10 ppm 50 ppm 30 ppm 100 ppm 60 ppm 200 ppm 150 ppm 300 ppm 220 ppm Calculation based on: Molmass of n-Octane.
Note on G489: Luc: Number of Strokes (n): 10 Concentration of Reading on tube Shellsol C 153 Petroleum hydrocarbons 10/a (Customer sample) ------------------------- ---------------------------------------- 25 ppm* 50 ppm 100 ppm* 100 ppm 300 ppm* 150 ppm * Calculation bases on the molecular weight of 148 g/mol and the density of 0.78 Kg/L Note: The concentration given in the table are valid with the assumption that the evaporated part of the cleaner is approximately the same composition as the liquid. If air contains a higher amount of volatile hydrocarbons than the liquid, the measurement result will be too high.
Note on G490: Luc: Number of Strokes (n): 5 Concentration of Reading on tube Shellsol DSC Petroleum hydrocarbons 10/a (Customer sample) ------------------------- ---------------------------------------- 50 ppm* approx. 15 ppm 100 ppm* approx. 30 ppm 350 ppm* 70 to 130 ppm * Calculation bases on the molecular weight and density of n-Undecane. Note: The concentration given in the table are valid with the assumption that the evaporated part of the cleaner is approximately the same composition as the liquid. If air contains a higher amount of volatile hydrocarbons than the liquid, the measurement result will be too high.
Note on G491: lat: Number of Strokes (n): 5 Concentration of Reading on tube Methyl formate Petroleum Hydrocarbons 10/a --------------------- ---------------------------------------- 100 ppm 10 - 20 ppm 500 ppm 50 ppm 1000 ppm 100 ppm 1500 ppm 200 ppm 2000 ppm 250 ppm
Note on G492: draeger: for estimated measurement the tube Petroleum Hydrocarbons 10/a can be used: Strokes: 10 concentration of ethyl formate reading on the scale 100 ppm 50 ppm 200 ppm 80 ppm
Note on G493: lat: The scale on the tube applies to n-Octane. A multitude of other hydrocarbons and carbonmonoxide are also indicated, however, at different sensitivities.
Note on G494: Luc: The scale on the tube applies to n-Octane. A multitude of other hydrocarbons and carbon monoxide are also indicated, however, at different sensitivities.
Note on G495: lat: Number of Strokes (n): 1 Evaluation: reading x 2 = ppm iso-Hexane.
Note on G496: lat: Concentration Indication on the iso-Octane tube n = 2 -------------------- ----------------------- 10 ppm 15 ppm 100 ppm 150 ppm 200 ppm 350 ppm
Note on G497: lat: Number of Strokes (n): 5 Concentration of Reading on Actrel 3356 D Petroleum Hydrocarbons 10/a (Customer Sample) --------------------------- ----------------------------------------- 50 ppm* 10 - 25 ppm 100 ppm* 25 - 50 ppm 350 ppm* 50 - 100 ppm * Base of Calculation: Molecular weight and density of n-undecan. Note: The concentration given in the table are valid with the assumption that the evaporated part of the cleaner is approximately the same composition as the liquid. If air contains a higher amount of volatile hydrocarbons than the liquid, the measurement result will be too high.
Note on G498: lat: Strokes: 10 Indication Concentration Petrol-HC 10/a Isopar G ---------------------- ------------------ 25 ppm 10 ppm 50 ppm 25 ppm 100 ppm 75 ppm 200 ppm 225 ppm Strokes: 5 Indication Concentration Petrol-HC 10/a Isopar G ---------------------- ------------------ 25 ppm 50 ppm 50 ppm 140 ppm 100 ppm 320 ppm 200 ppm 650 ppm Measurements were done with a sample of Isopar G. (Deutsche Exxon Chemical GmbH) Calculation based on: Molecular Weight: 144 g /mol Density: 0.74 g/ml (20°C) The concentration given in the table are valid with the assumption that the evaporated part of Isopar G is approx. the same composition as the liquid. If air contains a higher amount of volatile hydrocarbons than the liquid, the measurement results will be too high.
Note on G499: lat: Number of strokes (n): 5 concentration of Reading on Actrel 3363D Petroleum Hydrocarbons 10/a (customer sample from Exxon) -------------------------- ------------------------------------------ 50 ppm* 10 - 25 ppm 100 ppm* 25 - 50 ppm 350 ppm* 50 - 100 ppm * Base of Calculation: Molecular weight and density of n-undecan. Note: The concentration given in the table are valid with the assumption that the evaporated part of the cleaner is approximately the same composition as the liquid. If air contains a higher amount of volatile hydrocarbons than the liquid, the measurement result will be too high
Note on G500: lat: t is possible to measure Isopar H with the Petroleum hydrocarbon tube 10/a. Please use following table to evalutate the indication of the tube. Concentration Isopar H Indication ot the Petroleum hydrocarbon 10/a (number of strokes 10) 10 ppm* 40 ppm 50 ppm* 90 ppm 100 ppm* 120 ppm 150 ppm* 140 ppm 200 ppm* 155 ppm 250 ppm* 170 ppm 300 ppm* 185 ppm * Calculation based on molweight of 166 g and density of 0.765 g/ml Standard deviation + 25 % Note: The concentration given in the table are valid with the assumption that the evaporated part of the Isopar H is approximatley the same compositon as the liquid. If air contains a higher amunt of volatile hydrocarbons than the liquid, the measurement results will be too high.
Note on G501: lat: for estimated measurements Calibration data were generated with a Kerosene sample (Esso-Tubo Fuel Jet A-1) by Lufthansa. Number of Strokes (n): 10 Concentration of Kerosene Reading on tube [mg/m³] Petroleum Hydrocarbons 10/a ------------------------------------ ------------------------------------------ 5 5 ppm 10 10 ppm 50 25 ppm 200 50 ppm
Note on G502: lat: Number of strokes: n = 2 Evaluation: Concentration Indication on the n-Decan tube scale ------------------- ----------------------- 10 ppm 10 ppm 40 ppm 25 ppm 100 ppm 50 ppm 200 ppm 70 ppm
Note on G503: lat: Number of strokes: n = 2 Evaluation: Concentration Indication on the n-Dodecane tube scale ------------------- ----------------------- 50 ppm 10 ppm 400 ppm 25 ppm
Note on G504: lat: Number of strokes: n=2 Evaluation: Indication * 0.7 = ppm n-Heptane
Note on G505: lat: Number of strokes: n=2 Evaluation: Indication * 0.5 = ppm n-Hexane Reference to Indoor-Measurement: Origin of Hexane: dyes, paints, adhesives, solvents
Note on G506: Luc: Number of strokes: n = 2 Evaluation: Indication x 1,2 = ppm n-Nonane (only valid for the range of scale: 10 - 100 ppm)
Note on G507: lat: Short-term tube: Petroleum hydrocarbons 10/a Number of strokes: n = 10 Evaluation: Concentration n-Octane Indication Petroleum-HC 10/a -------------------------------- ---------------------------------------- 1 ppm approx. 15-20 ppm 5 ppm approx. 50 ppm 10 ppm approx. 75 ppm 15 ppm approx. 100 ppm
Note on G508: Luc: Number of strokes: n = 10 Evaluation: Indication: Petrol-HC 10/a Concentration Shell A 151 (customer sample) -------------------- ------------------------------------- 50 300 mg/m³ (40 ppm)* 75 500 mg/m³ (70 ppm)* 100 1000 mg/m³ (140 ppm)* 150 2000 mg/m³ (280 ppm)* REMARK: The concentrations given on the table presuppose that the vaporized part of the cold detergent has approximately the same composition as the liquid. If the ambient air contains a higher part of volatile hydrocarbons than the liquid the measurement result may be too high.
Note on G509: Luc: Number of Strokes (n): 2 Calculation: 25 ppm Shellsol D 7 will give a brown-grenn dicolouration of approx. 3 mm on the indicating layer. Calculation bases on the molecular weight of 210 g/mol and the density of 0.808 Kg/L. Note: The concentration given in the table are valid with the assumption that the evaporated part of the cleaner is approximately the same composition as the liquid. If air contains a higher amount of volatile hydrocarbons than the liquid, the measurement result will be too high.
Note on G510: Luc: Number of Strokes (n): 5 Concentration of Reading on tube Shellsol Topklean Petroleum hydrocarbons 10/a (Customer sample) ------------------------- ---------------------------------------- 50 ppm* 10 to 25 ppm 100 ppm* 25 to 50 ppm 350 ppm* 50 to 100 ppm * Calculation bases on the molecular weight and density of n-Undecane. Note: The concentration given in the table are valid with the assumption that the evaporated part of the cleaner is approximately the same composition as the liquid. If air contains a higher amount of volatile hydrocarbons than the liquid, the measurement result will be too high.
Note on G511: lat: All cycloalkan-enriched crude oil fractions with a boiling point of 30 - 180 °C, 100 - 200 °C or higher boiling mixtures are designated at Naphta. The composition can be very different. Determinations of concentrations using the detector tube are therefore impossible.
Note on G512: lat: concentration of 1,1,2 trichloroethane reading on the tube 10 ppm 25 ppm (at the beginning of the reading decoloration of approx. 6 mm this dependent on the increased number of strokes) 25 ppm 100 ppm (at the beginning of the reading decoloration of approx. 6 mm this dependent on the increased number of strokes) 50 ppm 250 ppm (at the beginning of the reading decoloration of approx. 6 mm this dependent on the increased number of strokes)
Note on G513: lat: concentration of 1,2,3 trichloropropane reading on the tube (n=10) 10 ppm no indication 100 ppm approx. 200 ppm pale yellow
Note on G514: lat: Number of strokes: n = 2 Evaluation: Concentration Indication on the n-Dodekan tube scale ------------------- ---------------------- 10 ppm 10 ppm 100 ppm 25 ppm 200 ppm 30 ppm
Note on G515: lat: Number of strokes: n = 4 Evaluation: Indication Concentration Petrol-HC 10/a VARSOL 40 -------------------- ------------------- 10 ppm 15 ppm 25 ppm 40 ppm 50 ppm 100 ppm 75 ppm 200 ppm 100 ppm 350 ppm VARSOL 40: Petroleum hydrocarbons mixture (customer samples)
Note on G516: Luc: White Spirit is solvent mixture mainly consisting of aliphatic hydrocarbons. The composition can vary greatly. For a quantitative determination the tube must be calibrated on the used mixture.
Note on G518: lat: Number of strokes: n=10 Evaluation: Indication: 10 = ppm 2-Methylbutane (applies to a scale range of 100 to 500) 2-Methylbutane = Isopentane
Note on G519: lat: Number of strokes: n=5 Evaluation: scale value = ppm Acetylene
Note on G520: lat: Number of strokes: n=2 Evaluation: Indication on Concentration Petrol-HC 100/a Methylbromide ---------------------- --------------------- 100 ppm 500 ppm 300 ppm 1000 ppm 500 ppm 1500 ppm 800 ppm 2000 ppm 1000 ppm 2500 ppm
Note on G521: Luc: Indication after n=20 Concentration F34 --------------------------- -------------------------- 200 ppm 100 mg/m3 300 ppm 300 mg/m3 400 ppm 500 mg/m3 500 ppm 1000 mg/m3
Note on G522: lat: The scale on the tube applies to n-Octane. 100 to 2500 ppm n=2 indication = ppm n-Octane 10 to 100 ppm n=10 indication: 10 = ppm n-Octane (applies to numerial range 100 to 1000) Other hydrocarbons and carbon monoxide are also indicated, however, at different sensitivities. Following data's are detected with a customer sample of gasoline: Detection on tube Concentration of Petrol hydrocarbons 100/a gasoline ------------------------------------ ------------------- 200 ppm 500 mg/m³ 400 ppm 1000 mg/m³ 800 ppm 2000 mg/m³ 1200 ppm 3500 mg/m³ This calibration is valid for leaded and unleaded gasoline (octane number 92). Note: The concentration given in the table are valid with the assumption that the evaporated part of the gasoline is approximately the same composition as the liquid. If air contains a higher amount of volatile hydrocarbons than the liquid, the measurement result will be too high.
Note on G523: lat: The following calibration table applies: n=30 Indication Concentration Exxsol D120 -------------- ------------------------------------- 300 ppm 100 ppm 500 ppm 200 ppm 700 ppm 400 ppm 1000 ppm 800 ppm
Note on G524: lat: The following calibration table applies: n=10 Indication Concentration Exxsol D40 -------------- ----------------------------------- 200 ppm 125 ppm 500 ppm 250 ppm 700 ppm 500 ppm 1000 ppm 1000 ppm
Note on G525: Luc: The following calibration table applies: n=20 Indication Concentration Shellsol D60 -------------- ------------------------------------- 400 ppm 80 ppm 600 ppm 150 ppm 700 ppm 300 ppm 900 ppm 600 ppm
Note on G526: lat: Number of strokes: n=5 Evaluation: Indication Concentration Formex B ------------ --------------------------------- 100 ppm 50 mg/m3 200 ppm 100 mg/m3 300 ppm 200 mg/m3 500 ppm 400 mg/m3
Note on G527: lat: Hydrocarbons is a collective term for a multitude of organic compounds. The tube petroleum hydrocarbons 100/a is suitable for measurement of e.g. Hexane, Heptane, Octane, iso-Octane, Nonane. The scale on the tube applies to Octane. For all other substances each two measurment items are given in the instructions for use.
Note on G528: Luc: Hydrocarbons is a collective term for a multitude of organic compounds. The tube petrol hydrocarbons 100/a is suitable for measurement of e.g.: Hexane Heptane Octane iso-Octane Nonane The scale on the tube applies to Octane. For other substances each two measurement items are indicated in the instructions for use.
Note on G529: lat: n=10 Indication : 10 = ppm applies to the indication range 100 to 1000 ppm => 10 to 100 ppm iso-Octane n=2 indication concentration iso-Octane -------------- ---------------------------------- 600 ppm about 500 ppm 1500 ppm about 1000 ppm 2500 ppm about 1500 ppm
Note on G530: lat: Strokes: 10 Indication Concentration Petrol-HC 100/a Isopar G ---------------------- ------------------ 100 ppm 30 ppm* 200 ppm 100 ppm* 300 ppm 200 ppm* 500 ppm 500 ppm* Measurements were done with a sample of Isopar G. (Deutsche Exxon Chemical GmbH) Calculation based on: Molecular Weight: 144 g /mol Density: 0.74 g/ml (20°C) The concentration given in the table are valid with the assumption that the evaporated part of Isopar G is approx. the same composition as the liquid. If air contains a higher amount of volatile hydrocarbons than the liquid, the measurement results will be too high.
Note on G531: lat: The following calibration table applies: Indication Concentration Petrol-HC 100/a Isopar H ---------------------- -------------------- n=14 500 ppm 140 ppm 600 ppm 250 ppm 800 ppm 500 ppm 000 ppm 1000 ppm Relative standard deviation: 40 to 50%
Note on G532: lat: For qualitative detection. Detection limit at n=10 approx. 0.5 mg/L Isopar M is a mixture of different volatile hydrocarbons.
Note on G533: lat: For qualitative detection. Detection limit unknown, n = 10.
Note on G534: lat: Number of strokes: n=5 Evaluation: Indication Concentration Multidyn L150 -------------- --------------------------------------- 200 ppm 500 mg/m3 300 ppm 1000 mg/m3 400 ppm 2000 mg/m3 700 ppm 3900 mg/m3
Note on G535: lat: Number of strokes: n=5 Evaluation: Indication Concentration Multidyn L160 ------------- --------------------------------------- 200 ppm 500 mg/m3 300 ppm 1000 mg/m3 400 ppm 2000 mg/m3 500 ppm 4000 mg/m3
Note on G536: lat: The following calibration table applies: n=10 Indication Concentration Nappar 10 -------------- ---------------------------------- 300 ppm 200 ppm 400 ppm 300 ppm 600 ppm 600 ppm 800 ppm 1200 ppm
Note on G537: lat: The following calibration table applies: n=10 Indication Concentration Nappar 11 ------------- --------------------------------- 300 ppm 180 ppm 400 ppm 250 ppm 600 ppm 500 ppm 800 ppm 1000 ppm
Note on G538: lat: The following calibration table applies: n=1 Indication Concentration Nappar 6 -------------- -------------------------------- 100 ppm 260 ppm 200 ppm 500 ppm 500 ppm 1000 ppm
Note on G539: lat: The scale on the tube applies to n-Octane. Only for estimated measurement Nunber of strokes: n=2 Indication Concentration n-Heptane ------------------ ----------------------------------- 100 - 300 ppm 100 ppm 300 - 500 ppm 200 ppm 1000-2000 ppm 500 ppm
Note on G540: lat: Measuring range: 20 to 200 ppm Number of strokes: n=5 Evaluation: Indication divided by 5 = ppm n-Hexane (applies to a scale value of 1000)
Note on G541: Luc: The scale on the tube applies to n-Octane. Indication Concentration n-Nonane -------------- ---------------------------------- n=2 200 - 300 ppm 500 ppm 300 - 500 ppm 1000 ppm
Note on G542: lat: The scale on the tube applies to n=2 strokes. Measurement Number of Evaluation Standard range strokes deviation ---------------------- -------------- --------------------- ---- ------------ 100 to 2500 ppm n=2 Indication 10-15% = ppm n-Octane 10 to 100 ppm n=10 Indication :10 20% = ppm n-Octane (applies to a scale range of 100 to 1000)
Note on G543: Luc: Number of strokes: n = 2 Evaluation: Concentration Indication n-Pentane Petroleum hydrocarbons 100/a ------------------- ----------------------------------------- 100 ppm 70 to 100 ppm 500 ppm 800 to 1000 ppm 900 ppm 2000 to 2500 ppm
Note on G544: Luc: The following calibration table applies. n=2 Indication Concentration Shellsol -------------- -------------------------------- 200 ppm 125 ppm 300 ppm 250 ppm 500 ppm 500 ppm 1000 ppm 1000 ppm
Note on G545: Luc: The following calibration table applies: n=2 Indication Concentration Shellsol 80/95 -------------- ---------------------------------------- 200 ppm 125 ppm 300 ppm 250 ppm 500 ppm 500 ppm 800 ppm 900 ppm
Note on G546: lat: Measurement in air All cycloalkan-enriched crude oil fractions with a boiling point of 30 - 180 °C, 100 - 200 °C or higher boiling mixtures are designated as Naphta. The composition can be very different. Determinations of concentrations using a detection tube are therefore impossible.
Note on G547: Luc: The following calibration table applies: n=5 Indication Concentration Premium gasoline -------------- --------------------------------------------- 200 ppm 500 mg/m³ 300 ppm 1000 mg/m³ 600 ppm 2000 mg/m³ 900 ppm 3200 mg/m³ This calibration applies for leaded as well as for unleaded premium gasoline.
Note on G548: lat: For qualitative detection. The test should be performed by applying 10 strokes in order to increase the sensitivity.
Note on G549: Luc: White Spirit is solvent mixture mainly consisting of aliphatic hydrocarbons. The composition can vary greatly. For a quantitative determination the tube must be calibrated on the used mixture.
Note on G550: lat: For qualitative detection. NOTE: Do not use in explosion hazardous areas. Tube heats up during measurement Medium Range Strokes air qualitative 3
Note on G551: lat: 1,1,2-Trichloro-1,2,2-trifluoroethane = R 113 F 113 Frigene 113 Freon 113 Arklone The tube is provided with a millimeter scale. Evaluation is performed with the help of the enclosed calibration data sheet.
Note on G552: lat: For qualitative detection. NOTE: Do not use in explosion hazardous areas. Tube heats up during measurement
Note on G553: lat: For qualitative detection, n = 3. NOTE: Do not use in explosion hazardous areas. Tube heats up during measurement.
Note on G554: lat: For qualitative detection, n = 3. 100 ppm give a reading of 2 mm at 20°C and 10 % r.H. NOTE: Do not use in explosion hazardous areas. Tube heats up during measurement.
Note on G555: lat: For qualitative detection (detection limit approx. 500 ppm) NOTE: Do not use in explosion hazardous areas. Tube heats up during measurement. Calibration data are available for the tubes of series ARBN-8111. The calibration data are not comparable and must therefore be drawn up for each tube series.
Note on G556: lat: A millimeter scale is printed on the tube. Evaluation is performed with the help of the enclosed calibration data sheet. NOTE: Do not use in explosion hazardous areas. Tube heats up during measurement. Chlorodifluoromethane = R 22 F 22 Freone 22 Frigene 22
Note on G557: lat: For qualitative detection, n = 3. NOTE: Do not use in explosion hazardous areas. Tube heats up during measurement.
Note on G558: lat: A millimeter scale is printed on the tube. Evaluation is performed with the help of the enclosed calibration data sheet. 1,2-Dichlor-1,1,2,2-tetrafluoroethane = R 114 F 114 Freone 114 Frigene 114 NOTE: Do not use in explosion hazardous areas. Tube heats up during measurement.
Note on G559: lat: For qualitative detection. Calibration data are not yet available. NOTE: Do not use in explosion hazardous areas. Tube heats up during measurement.
Note on G560: lat: Calibration data are available for tubes of series: ARBN-8111 ARCH-5201 ARCH-5203 Calibration data are not comparable and must therefore be drawn up for each tube series. For information please ask Tel. (0451) 882 3293, Drägerwerk Lübeck, Mrs. Evers NOTE: Do not use in explosion hazardous areas. Tube heats up during measurement.
Note on G561: lat: For qualitative detection, n = 3. Calibration data are not yet available. NOTE: Do not use in explosion hazardous areas. Tube heats up during measurement
Note on G562: lat: For qualitative detection, n = 3. Quantitativ measurement is possible of R 11, R 22, R 113, R 114 Calibration data are available for some other FCHs. Please contact Drägerwerk Lübeck Tel. (0451) 882 3293, FAX (0451) 882 806 NOTE: Do not use in explosion hazardous areas. Tube heats up during measurement. FCH = Freone Kaltrone Frigene Freezing mixtures
Note on G563: lat: For qualitative detection of higher concentrations. Measurements within the TLV range are only possible by sampling with activated carbon tubes. 2-Bromine-2-chlorine-1,1-trifluoroethane = Halothane NOTE: Do not use in explosion hazardours areas. Tube heats up during measurement.
Note on G564: lat: est conditon: 20°C and 50% r.H. Halogenated Hydrocarbons 100/a: batch ARLN-0111 and ARMN-0131 concentraton of SF6 reading (mm) 100 ppm no reading 500 ppm approx. 3 mm 1000 ppm approx. 10 mm 2000 ppm approx. 15 mm Readings change at other temperatures or air humidities.
Note on G565: lat: Chlorinated hydrocarbons is a collective term for a multitude of organic compounds. For example: chloroform, perchloroethylene, trichloroethylene, trichloroethane and vinylchloride. The mm- scale of the Dräger tube Halogenated Hydrocarbons 100/a is applicable to R113, R114, R11 and R22 and must be compare to the calibration curves. Other chlorinated hydrocarbons are indicated, but with different sensitivities.
Note on G566: lat: For qualitative detection of halogenated hydrocarbons and for measurement of R 11, R 22, R 113 und R 114. Min. 20 Vol.% oxygen must be present. NOTE: Do not use in explosion hazardous areas. Tube heats up during measurement. Halogenated hydrocarbons is a collective term for a multitude of organic compounds at which the hydrogen atoms were partly respectively entirely be replaced by chlorine, fluorine or bromine. This includes the following substances, e.g. Trichloroethylene, Perchloroethylene, Methylbromide but also the FCHs.
Note on G567: lat: strokes: 3 concentration of 1,1,1 trichloroethane reading on the tube 100 ppm 2 - 3 mm 380 ppm 10 - 20 mm
Note on G568: lat: The tube is provided with a millimetre scale. The evaluation is performed with the help of the enclosed calibration data sheet. NOTE: Do not use in explosion hazardous areas. Tube heats up during measurement.
Note on G569: lat: For qualitative detection. Detection limit is at approx. 200 ppm NOTE: Do not use in explosion hazardous areas. Tube heats up during measurement.
Note on G571: Luc: When connecting an activated detection tube (8101141) an extension of the measuring range is possible as follows: Measuring range: 0.01 - 0.03 vol% (100 - 300 ppm) --------------------------------------------------------------------- Number of strokes: n = 50 Evaluation: Indication divided by 60 = vol% H2 (applies only to a scale range 0.6 - 2.0 Vol%) relative standard deviation.: ± 50% Measuring range: 0.02 - 0.15 vol% (200 - 1500 ppm) ---------------------------------------------------------------------- Number of strokes: n = 10 Evaluation: Indication divided by 10 = vol% H2 (applies only to a scale range of 0.2 - 1.5 vol%) relative standard deviation.: ± 50%
Note on G573: Luc: When connecting a carbon pre-tube (CH 24101) an extension of the measuring range is possible as follows: 0.025 to 0.15 vol% ------------------------- Number of strokes: n = 50 Evaluation: Indication divided by 20 = vol% H2 relative standard deviation: ± 50% 0.2 to 0.4 vol% -------------------- Number of strokes: n = 20 Evaluation: Concentration Indication on the H2 0,5/a tube -------------------- ----------------------------------------- 0.2 vol% 1.0 vol% 0.4 vol% 2.0 vol% relative standard deviation: ± 30%
Note on G575: lat: The number of strokes can arbitrarily be varied between n=1 and n=20, e.g. n=1 indication x 20 = ppm 1 to 60 ppm n=10 indication x 2 = ppm 0.1 to 6 ppm n=20 indication = ppm 0.05 to 3 ppm The MAK is 0,05 ppm. This is the first scale mark on the tube. For better evaluation it is be possilbe to make 100 strokes 0,05 ppm Arsine give a reading on 0,2 to 0,25 ppm. Tests were done with different batches at 20°C / 50 % relative humidity.
Note on G576: Luc: Only suitable for assessed measurements. Antimony hydride is indicated at the same to twice sensitivity. The indication colour is paler than for asenic hydride.
Note on G578: lat: For estimated measurements of arsine the tube Phosphine 0,01/a can be used: Strokes:50 concentration of arsine reading on the n=10 scale measurement at air without arsine 0,01 ppm pale pink, --> this discoloration dependent on the high sensitive i indicating layer and the high amount of strokes 0,01 ppm 0,1 to 0,15 ppm 0,03 ppm 0,15 to 0,2 ppm Tests were done at approx 20°C and 50 % r.H.
Note on G579: lat: Measuring No. of Evaluation range strokes -------------------- ---------- --------------- 0.01 - 0.3 ppm 10 Indication = ppm 0.1 - 1 ppm 3 Indication = ppm 0.3 - 3 ppm 1 Indication (on the n=3 scale) * 3 = ppm
Note on G581: lat: The scale on the tube applies to n=10 strokes. n=1 Indication x 10 = ppm 1 to 40 ppm n=10 Indication = ppm 0.1 to 4 ppm n=100 Indication : 10 = ppm 0.01 to 0.4 ppm
Note on G585: lat: Measuring No. of Evaluation range strokes ---------------- ---------- ------------------------------------------------- 1- 20 ppm 10 Indication on n=10 Scale = ppm PH3 20-100 ppm 2 Indication on n=2 Scale = ppm PH3 10-200 ppm 1 Indication on n=10 Scale * 10 = ppm PH3
Note on G587: lat: Medium Range Strokes air 0.02 to 1 vol% 1 air 25 to 900 ppm 10
Note on G589: lat: Measureing range Strokes Evaluation ------------------------ ---------- -------------------------- 50-1000 ppm 3 Indication = ppm 150-3000 ppm 1 Indicationx3 = ppm
Note on G591: Luc: Important! Number of strokes: n = 1 + 2 desorptions strokes in air Number of strokes: n = 10 Reading divided by 2 = Vol. % Standard deviation: ± 25 %
Note on G593: Luc: The scale on the tube applies to n=10 strokes. The number of strokes can be arbitrarily varied between n=1 and n=100. Measuring range No. of Evaluation Standard strokes deviation ---------------------- ----------- ---------------------------- -------------- 0.02 to 0.5 ppm n=100 Indication : 10 = ppm 30% 0.2 to 5 ppm n=10 Indication = ppm 5-10% 2 to 50 ppm n=1 Indication x 10 = ppm 5-10%
Note on G595: lat: concentration of the tests gas reading on the tube (n=1) reading on the tube (n=5) 3 ppm THT + 4 ppm tert butylmercaptan no reading 1.5 to 2,0 ppm 4 ppm tert-butylmercaptan no reading 1.5 to 2.0 ppm 3 ppm THT + 3 ppm tert butylmercaptan no reading 1.0 to 1.5 ppm 3 ppm THT + 2 ppm tert butylmercaptan no reading 0.5 ppm 8 ppm Scentinel TB (70 % THT + 30 % TBM) = 5,6 ppm THT + 2,4 ppm TBM no reading 1.5 to 2.0 ppm 6 ppm Scentinel TB (70 % THT + 30 % TBM) = 4,2 ppm THT + 1,8 ppm TBM no reading 1.0 to 1.5 ppm 4 ppm Scentinel TB (70 % THT + 30 % TBM) = 2.8 ppm THT + 1,2ppm TBM no reading 0.5 to 1.0 ppm
Note on G596: lat: Number of Strokes (n): 2 Concentration of Reading on tube Thioacetic acid ---------------------- ---------------------- 10 ppm 0.2 ppm 20 ppm 0.5 ppm 40 ppm 1.0 ppm 70 ppm 2.0 ppm 100 ppm 3.0 ppm
Note on G599: Luc: The scale on the tube is valid for n=10 strokes. The number of strokes can be arbitrarily varied between n=1 and n=100 Measuring range No. of Evaluation standard strokes deviation ----------------------- ---------- ----------------------------- ------------ 0.05 to 1.5 ppm n=100 indication : 10 = ppm 30% 0.5 to 15 ppm n=10 indication = ppm 5-10% 5 to 150 ppm n=1 indication x 10 = ppm 5-10%
Note on G600: lat: strokes: 50 concentration of hydrogen selenide reading on the tube 0,5 ppm 0,5 ppm 1 ppm 1,5 ppm 2,5 ppm 4,5 ppm 5 ppm 9 ppm Relative standard deviation: ± 30% Tests were done with different batches at approx. 20°C and 50 % relative humidity
Note on G602: Luc: The scales on the tubes are valid n=1 and n=10 strokes. Measuring range extension up to n=100 is possible.
Note on G604: Luc: - 500 ppm hydrochloric acid, 500 ppm SO2, 500 ppm Ammonia or 100 ppm AsH3 do not interfere with the indication. - Methylmercaptane and Ethylmercaptane change the entire indicating layer to pale yellow and extend the mixture by H2S the indication by approx. 30%
Note on G605: Luc: Strokes: 10 Evaluation: reading : 10 = ppm Relative Standard Deviation: ± 20%
Note on G607: Luc: Range Strokes Evaluation rel. St. Dev. --------------------- ------------ -------------------------- --------------- 0,2 to 4 Vol% 10 Reading : 10 = Vol% ± 35 % 0,4 to 8 Vol% 5 Reading : 5 = Vol% ± 35 % 1 to 20 Vol% 2 Reading : 2 = Vol% ± 35 % 2 to 40 Vol% 1 Reading = Vol% ± 5 bis 10 %
Note on G613: Luc: The scale on the tube applies on n=10 strokes. The number of strokes can be arbitrarily varied between n=1 and n=100 strokes. Range of measurement Strokes Evaluation -------------------------------- ---------- ----------------------------- 0.5 to 6 ppm n=100 Indication : 10 = ppm 5 to 60 ppm n=10 Indication = ppm 50 to 600 ppm n=1 Indication x 10 = ppm
Note on G615: lat: 2-Propanthiol (iso-Propylmercaptane, IPM) will be indicated with the Mercaptan 0.1/a tube with the same sensitivity as Ethylmercaptan
Note on G616: lat: Medium Range Strokes air 0,1 bis 2,5 ppm 10 air 3 to 15 ppm 2
Note on G617: lat: Measuring Range : 0.1 to 2.5 ppm / 3 to 15 ppm Number of Strokes (n) : 10 / 2 Time for Measurement : approx. 3 minutes / approx. 40 s Standard Deviation : ± 10 to 15 % Colour Change : yellow --> red Ambient Operating Conditions Temperature : 5 to 40 °C Absolut Humidity : 2 to 40 mg/L (corresp. 80% r.h. at 40°C) Reaction Principle 2 R-SH + HgCl2 --> Hg (CH3S)2 + 2 HCl HCl + pH-indicator --> red reaction product Cross Sensitivity Propyl mercaptan and n-butyl mercaptan are indicated, however, with less sensitivity. 4 ppm ethylene, 30 ppm CO, 10 ppm tetrahydrothiophene and 100 ppm H2S do not interfere with the reading. H2S changes the pre-layer to black. Additional Information The first unnumbered scale mark on the 10 stroke scale corresponds to 0.1 ppm. With 20 strokes result 0.05 ppm Mercaptan a reading of approx. 0.1 ppm.
Note on G619: lat: 2-Propanthiol (iso-Propylmercaptane, IPM) will be indicated with the Mercaptan 0.5/a tube (n=20) with the same sensitivity as Ethylmercaptan.
Note on G620: lat: Butyl mercaptan is indicated at approximately the same sensitivity.
Note on G621: lat: Methyl mercaptan, ethyl mercaptan, propyl mercaptan and butyl mercaptan are indicated at the same sensitivity. 0,1 to 1 ppm n=100 indication : 5 = ppm 0,5 to 5 ppm n=20 indication = ppm 2 to 20 ppm n=5 indication * 4 = ppm 1 to 10 ppm n=10 indication * 2 = ppm
Note on G622: lat: Methyl mercaptan, ethyl mercaptan, propyl mercaptan and n-butyl mercaptan are indicated at the same sensitivity. n=100 indication : 5 = ppm 0.1 to 1 ppm +/- 30% n=20 indication = ppm 0.5 to 5 ppm +/- 10-15% n=5 indication x 4 = ppm 2 to 20 ppm +/- 10-15%
Note on G623: Luc: Methyl mercaptan Ethyl mercaptan are indicated at the same sensitivity. Propyl mercaptan Butyl mercaptan
Note on G624: Luc: Concentration Indication after n=20 ------------------- -------------------------------------------------------- 1 mg/m³ about 0.5 ppm very pale reddish 4 mg/m³ 1 - 2 ppm yellow to grey-brown, very diffuse 10 mg/m³ 3 - 4 ppm yellow to grey-brown, very diffuse A detailed determination of existing concentrations is impossible, however, for estimating measurements the tube mercaptane 0.5/a may be used. The indication is very diffuse and the discolouration zone is very difficult to evaluate.
Note on G626: lat: Butylmercaptane is indicated at approximately the same sensitivity.
Note on G627: lat: Medium Range Strokes air 2 to 10 ppm 100 air 20 to 100 ppm 10 air 200 to 1000 ppm 1
Note on G628: lat: Number of strokes n=10 Concentration Indication Mercaptane 20/a Phenylmercaptane -------------------------- ------------------------------------- 20 ppm 15 - 18 ppm 60 ppm 40 ppm 100 ppm 60 ppm Number of strokes n=100 Concentration Indication Mercaptane 20/a Phenylmercaptane ------------------------- ------------------------------------ 2 ppm 15 - 18 ppm 6 ppm 40 ppm 10 ppm 60 ppm
Note on G629: lat: Medium Range Strokes air 2 to 10 ppm 100 air 20 to 100 ppm 10 air 200 to 1000 ppm 1
Note on G630: Luc: Methylmercaptane Ethylmercaptane are indicated at the same sensitivity. Propylmercaptane n-Butylmercaptane
Note on G632: lat: Measuring range: 0.25 to 1 mg Nickel/m³ 1 mg Nickel/m³ = 2.2 mg NiCló/m³
Note on G633: lat: Number of strokes: n = 250 Evaluation: colour standard "0.25" equals 0.1 mg/m³ "0.5" equals 0.2 mg/m³ "1.0" equals 0.4 mg/m³
Note on G634: lat: Measuring range: 0.25 to 1 mg Nickel/m³ 1 mg Nickel/m³ = 2.6 mg NiSO4/m³
Note on G635: lat: 1 mg ferrous sulfate (FeS0ñ) gives a pink colour indication which approximately corresponds to the Nickel 0.25/A colour stage 0.5
Note on G637: lat: For qualitative detection, n = 20. Ferrouspentacarbonyl is indicated with brownish colour. Detection limit at approx. 1 ppm (brown ring of approx. 1 mm). Concentrations within the TLV range cannot be detected.
Note on G641: lat: Number of strokes: 20 Qualitative detection. Detection limit: approx. 500 ppm
Note on G642: lat: concentration of the tests gas: 10 ppm methyl acrylonitrile / 50 % r.H. / 22°C reading at ACN 0,5/a (n=10) approx. 3- 6 ppm (dependent on the batch)
Note on G643: lat: concentration of propionitril Tube strokes reading on the tube HCN 2/a 5 no reading ACN 5/b 3 approx. 5 ppm, but the color of the indication is very very pale 44 ppm ACN 0,5/a 20 1,5 ppm pale red 10 1 ,5 ppm pale red 20 ppm ACN 0,5/a 20 1,25 ppm pale red 10 1,25 ppm pale red 5 ppm ACN 0,5/a 20 0,5 ppm pale red 10 no reading -->Recommendation: ACN 0,5/a qualitative detection / detection limit approx. 5 ppm
Note on G646: lat: qualitative detection n = 3 50 ppm are already indicated, however, the indication is below the first scale part. Higher concentrations give no clear length difference.
Note on G647: lat: concentration of the tests gas: 10 ppm methyl acrylonitrile / 50 % r.H. / 22°C reading at ACN 5/b (n= 3) approx 5 ppm
Note on G649: lat: Concentrations within the TLV range are not detectable.
Note on G650: Luc: For qualitative detection, n = 20. Concentrations within the MAK (maximum workplace concentration) range cannot be detected. Nitroglycerin = Glycerol trinitrate
Note on G652: lat: Medium Range Strokes air 1 to 10 mg/m³ 5 air 3 to 15 mg/m³ 3
Note on G654: lat: Measuring range: 0.04 to 2.4 Vol.% (1 to 55 mg/l) LEL: 1.6 Vol.%
Note on G655: lat: Evaluation with the help of the following table Number of strokes Concentration until colour comparison 1,3-Butadiene ------------------------------- ------------------- 2 1200 ppm 3 850 ppm 4 650 ppm 5 500 ppm 6 400 ppm 8 300 ppm 10 200 ppm 13 100 ppm
Note on G656: Luc: For measurement of propylene and buytlene. measuring range LEL ---------------------- ----------- Propylene 0.06 to 3.2 Vol.% 2 Vol.% Butylene 0.04 to 2.4 Vol.% 1.6 Vol.% Other Olefines are also indicated, however, at different sensitivities.
Note on G657: Luc: Measuring range: 0.06 to 3.2 Vol.% (1 to 55 mg/L) LEL: 2.0 Vol.%
Note on G659: Luc: For qualitative detection. Detection limit: approx. 1 mg/m³
Note on G661: Luc: o-Toluidine = 2-Methylaniline = 2-Amino-2-methylbenzene
Note on G667: lat: 1 to 30 ppm n=100 indication (n=10 Scale) : 10 = ppm 10 to 300 ppm n=10 indication (n=10 Scale) = ppm 100 to 3000 ppm n=1 indication (n=1 Scale) = ppm A carbon pre-tube (CH 24101) should be connected in the presence of hydrocarbons.
Note on G673: lat: The scale on the tube applies to n=10 strokes. Measuring range Number of Evaluation strokes ----------------------- -------------- ----------------------------- 2 to 60 ppm n=10 Indication = ppm 10 to 300 ppm n=2 Indication x 5 = ppm A carbon pre-tube (CH 24101) should be connected in the presence of hydrocarbons.
Note on G674: lat: Number of strokes: n = 10 Qualitative detection Detection limit is at approx. 2 ppm COS
Note on G676: lat: 0.5 to 15 ppm n=100 Indication (n=10 Scale) : 10 = ppm 5 to 150 ppm n=10 Indication (n=10 Scale) = ppm 100 to 700 ppm n=2 Indication (n=2 Scale) = ppm A carbon pre-tube (CH 24101) should be connected in the presence of hydrocarbons.
Note on G678: lat: The scale on the tube applies to CO measurements in H2/N2 mixtures with more than 95% hydrogen. 95% H2 + 5% N2 Indication = ppm CO 75% H2 + 25% N2 Indication x 1.5 = ppm CO (applies to indication range of 40 to 150 ppm) 66% H2 + 34% N2 Indication x 2 = ppm CO (applies to indication range of 40 to 150 ppm) Range of measurement: 120 to 1200 ppm Strokes: 1 Evaluation: reading x 15 = ppm (only valid for the range of scale: 8 to 100 ppm) Relative Standard Deviation: ± 40%
Note on G680: lat: Number of strokes: n = 20 Evaluation: Indication x 2 = ppm Indication colour: orange-pink 1,2-Epoxybutane = Butylenoxide
Note on G681: lat: Number of strokes: n=20 Evaluation: indication x 4 = ppm Indication colour: reddish-orange running to yellow 1,2-Epoxypropane = Propylenoxide, Propenoxide, Methyloxirane The detection limit of propylene oxide with the Activation tube / Ethylene Oxide 1/a tube combination and n=100 is approx. 1 ppm.
Note on G682: lat: The scale on the tube applies to n=20 strokes. Measuring No. of Evaluation Standard range strokes deviation --------------- ---------- ---------------------------- -------------- 1 - 15 ppm n=20 indication = ppm 20-30% 2 - 30 ppm n=10 indication x 2 = ppm 30% The measuring range can be extended in conjunction with the activation tube for Formaldehyd 0.2/a (8101141) as pretube: 0.2 - 3 ppm n=100 indication / 5 = ppm 20-30 %
Note on G684: lat: concentration of 2-propyn-1-ol reading on the tube (n=30) notice 100 ppm approx. 80 to 90 ppm pale green indication 10 ppm approx. 3 mm very pale green indication 2 ppm no reading (at n=60)
Note on G685: lat: Number of Strokes (n): 30 Concentration Indication on 1,2-Epoxypropane Ethylenoxide 25/a ------------------------- ------------------------- 50 ppm approx. 25 ppm 100 ppm approx. 50 ppm 250 ppm approx. 100 ppm 500 ppm approx. 150 ppm 1000 ppm approx. 250 ppm 2000 ppm approx. 350 ppm Colour Change: pale yellow -> greenish - gray 1,2-Epoxypropane = Propylenoxide, Propenoxide, Methyloxirane
Note on G687: lat: A qualitative measurement is possible. Sensitivity limits are unknown.
Note on G689: Luc: WARNING: DO NOT USE THE TUBE IN EX AREAS. DURING MEASUREMENT THE TUBE WILL HEAT UP TO AROUND 100 °C. It is possible to extend the measurement range up to 0.05 Vol.%- Measurement instructions: see Dräger Review 329 pages 13 - 16. Please order under the following phone number: (0451) 882 806, (0451) 882 3293
Note on G693: Luc: The scale on the tube applies to n=10 strokes. The number of strokes can be arbitrarily varied between n=1 and n=100 measuring range no. of strokes evaluation -------------------- ----------------- ------------------------- 0.005 to 0.07 ppm n=100 indication : 10 = ppm 0.05 to 0.7 ppm n=10 indication = ppm 0.5 to 7 ppm n=1 indication x 10 = ppm Reference to Indoor-Measurement: Ozone is produced from gaseous oxygen exposed to powerful electrical fields (photocopiers, laser printers) or by photo-oxidation (summer smog).
Note on G697: Luc: Petroleum fuel (surgical spirit) is a mixture of different hydrocarbons with a boiling point of 40 to 60 °C. For a qualitative detection for instance the tubes Pentane 100/a and petroleum hydrocarbons 100/a may be used. Calibration data are not yet available, however, can be drawn up upon request. To do this a sample of the used fuel is necessary.
Note on G698: lat: Measuring range: 0.52 to 5.2 Vol.% = 5200 to 52000 ppm Number of Concentration Indication on strokes Ethanol n-Pentane 100/a -------------- ------------------- ----------------------- 10 0.52 Vol.% approx. 150 ppm 10 1.04 Vol.% approx. 300 ppm 10 2.60 Vol.% approx. 800 ppm 5 1.04 Vol.% approx. 150 ppm 5 2.60 Vol.% approx. 300 ppm 5 5.20 Vol.% approx. 800 ppm
Note on G699: lat: Methylpropane = Isobutane Strkes: 5 Evaluation: reading x 2 = ppm i-butane (valid for the range of scale: 100 to 400 ppm) Range of measurement: 200 to 800 ppm Relative Standard Deviation: ± 20% Strkes: 10 Evaluation: reading = ppm i-butane (valid for the range of scale: 100 to 600 ppm) Range of measurement: 100 to 600 ppm Relative Standard Deviation: ± 20%
Note on G702: lat: Number of Strokes (n): 9 Concentration of Reading on tube 1,1,2,2-Tetrachloroethane (n = 9 scale) ----------------------------------- ------------------------------- 1 ppm approx. 0.05 to 0.1 ppm 10 ppm approx. 0.2 to 0.4 ppm
Note on G703: lat: 10 ppm 1,2 dibromopropane gives a very very pale indication of approx. 4 ppm or greater 4 ppm on the n=3 scale For better evaluation, please compare with an unused tube. Tests were done with one batch at approx. 20°C and 50 % r.H.
Note on G704: lat: Number of Strokes (n): 3 Concentration of Indication on the 1-Chloro-2-methyl-1-propene n = 3 Scale --------------------------------------- ----------------------- 5 ppm 0,7 ppm 10 ppm 1,5 ppm 20 ppm 2,0 ppm 40 ppm 2,4 ppm Number of Strokes (n): 9 Indication on the n = 9 scale x 10 = ppm 1-Chloro-2-methyl-1-propene.
Note on G705: lat: Benzylchloride is indicated at approximately half the sensitivity. Indication x 2 = ppm Benzylchloride +/- 30% Measuring range: n=3 1 to 8 ppm n=9 0.2 to 2 ppm But high concentration can lead to a bleanching effect of the pre layer and a detection of benzyl chloride is possilbe anymore. This bleanching effect starts at approx 100 - 200 ppm
Note on G706: lat: strokes: 9 Evaluation: reading on the n=9 scale x 10 = ppm 3-chloro-2methyl-1-propene Strokes: 3 Concentration 3-chloro-2-methyl-1-propene Reading on the n=3 scale ----------------------------------- ---------------------------------- 5 ppm 0.7 ppm 10 ppm 1.5 ppm 20 ppm 2.0 ppm 40 ppm 2.5 ppm
Note on G707: lat: Number of strokes: n = 3 Concentration Indciation on the Perchloroethylene Chloroethane 0.1/a tube ------------------- ----------------------------------------------- 25 ppm 1.0 50 ppm 2.5 Number of strokes: n = 9 Concentration Indication on the Perchloroethylene Chloroethane 0,1/a tube -------------------- ------------------------------------------------ 5 ppm 0.1 - 0.2 10 ppm 0.3 - 0.4 20 ppm 0.5 - 0.7
Note on G708: lat: Number of Strokes (n): 3 Evaluation: Reading (n = 3 scale) x 10 = ppm
Note on G709: lat: Number of strokes: n=9 Evaluation: Concentration Indication on n=9 Scale 1,2-Dichloroethane Perchloroethylene 0.1/a -------------------------- -------------------------------- 10 ppm 0.15 ppm 20 ppm 0.3 ppm 50 ppm 0.5 ppm
Note on G710: lat: Chlorinated hydrocarbons is a collective term for a multitude of organic compounds. For example: chloroform, perchloroethylene, trichloroethylene, trichloroethane and vinylchloride. The calibrated scale of the Dräger tube Perchloroethylene 0.1/a is applicable to perchloroethylene. Other chlorinated hydrocarbons are indicated, but with different sensitivities.
Note on G711: lat: Measurement at 500 ppm Methyl bromoacetate Tube Batch Number of strokes Result Perchloroethylene 0.1/a ML-0061 3 no reading 9 approx. 0.1 ppm
Note on G712: Luc: Trichloroethylene is indicated at approximately the same sensitivity. Petrol vapours cause a shortening of the indication if the following concentrations are exceeded: 40 ppm at 9 strokes or 160 ppm at 3 strokes. Perchloroethylene = Tetrachloroethylene = Tetrachloroethene
Note on G713: lat: For estimated measurement the tube Perchloroethylene 0,1/a can be used Strokes: 9 concentration of perchloromethyl mercaptan reading on the n=9 scale 0.1 ppm 0.05 ppm (very pale - for better evluation compare with an unused tube) 0.6 ppm 0.3 ppm Tests were done with different batches at approx. 20°C / 50% relative humidity
Note on G714: lat: 5 ppm 1,1,1 trichloroethane give at 3 strokes a very pale blue-grey reading of approx 2 - 3 ppm At 9 strokes the whole indication layer discolor. 10 ppm 1,1,1 trichloroethane give at 3 strokes a very pale blue-grey reading of approx 3.5 - 4.5 ppm
Note on G715: lat: The reading of 1,1,2 trichloroethane is too pale for a good evaluation, e.g. 50 ppm 1,1,2 trichloroethane gives a very pale reading of 0,8 ppm at n=3 stroke. The reading is too pale for a good evaluation under bad condition of light.
Note on G716: lat: Trichloroethylene is indicated at the same sensitivity. Petroleum vapours cause a shortening of the indication if the following concentrations are exceeded: 40 ppm at 9 strokes or 160 ppm at 3 strokes.
Note on G717: lat: concentration of 1,2,3 trichloropropane reading on the tube (n=9) 10 ppm 0.2 ppm
Note on G719: lat: Chlorinated hydrocarbons is a collective term for a multitude of organic compounds. For example: chloroform, perchloroethylene, trichloroethylene, trichloroethane and vinylchloride. The calibrated scale of the Dräger tube Perchloroethylene 10/b is applicable to perchloroethylene. Other chlorinated hydrocarbons are indicated, but with different sensitivities.
Note on G720: Luc: Die Skala auf dem Röhrchen gilt für den Meßbereich 10 - 500 ppm mit 3 Hüben. Meßbereichserweiterung: ----------------------- Hubzahl: n = 2 Auswertung: Zahlenwert x 2 = ppm Perchlorethylen (gilt für den Skalenberich 200 - 500 ppm)
Note on G722: lat: Number of Strokes (n): 5 Using 5 strokes, 1,1,3-Trichloropropene is indicated with the same sensitivity on the n = 5 scale.
Note on G723: lat: For the range 0.2 to 4,0 ppm 1,2 dibromopropane Tube: Perchloroethylene 2/a Stroke: 10 Evaluation: reading on the n=5 scale x 0.1 = ppm 1,2 dibromopropane Relative Standard Deviation: +/- 30% For the range 1 to 10 ppm 1,2 dibromopropane Tube: Perchloroethylene 2/a Stroke: 5 Evaluation: reading on the n=5 scale x 0.25 = ppm 1,2 dibromopropane (only valid for the range 5 to 40 ppm on the n=5 scale) Relative Standard Deviation: +/- 30%
Note on G724: lat: Perchloroethylene 2/a Strokes: 1 Evaluation on the n=1 scale concentration of 1,3 dichloropropen reading on the n=1 scale 100 ppm 50 - 60 ppm 200 ppm 100 ppm 300 ppm 160 - 180 ppm 500 ppm 180 - 250 ppm Test were done at approx. 22°C / 50 % r.H with batches ARPH-0272 / ARPN-0282
Note on G725: lat: Range of measurement: 2 to 40 ppm strokes 10 evaluation* reading (on the n=5 scale) = ppm 1-chloropropane relative standard deviation +/- 30 % Range of measurement: 4 to 80 ppm strokes 5 evaluation* reading (on the n=5 scale) x 2 = ppm 1-chloropropane relative standard deviation +/- 30 % *dependent on the batch and concentration of 1-chloropopane the color of the indication is a little bit reddish at the beginning.
Note on G726: lat: Number of strokes: n=5 Evaluation: Indication (n=5 Scale) divided by 4 = ppm (applies to a scale range of 10 to 40) 1 ppm Bromoform gives an indication of about 2 ppm.
Note on G727: lat: Number of Strokes (n): 5 Evaluation: Reading (on the n = 5 scale) divided by 3 = ppm Vinyl bromide. Meas. Instruction Number of Strokes (n): 1 Concentration of Reading on the tube Vinyl bromide (n = 1 scale) ---------------------- ---------------------------- 5 ppm 20 ppm 15 ppm 50 ppm 40 ppm 100 ppm 80 ppm 150 ppm 160 ppm 200 ppm 240 ppm 250 ppm 300 ppm 300 ppm
Note on G728: lat: Number of Strokes (n): 5 µ 2-Chlorobutane is indicated with the same sensitivity on the skale for n = 5 strokes. Colour change: The colour of the discolouration is ruby-coloured and ends with a grey-blue diffuse colour. The whole discolouration has to be read.
Note on G730: lat: Measurement in air Chlorinated hydrocarbons is a collective term for a multitude of organic compounds. For example: chloroform, perchloroethylene, trichloroethylene, trichloroethane and vinylchloride. The calibrated scale of the Dräger tube Perchloroethylene 2/a is applicable to perchloroethylene. Other chlorinated hydrocarbons are indicated, but with different sensitivities.
Note on G731: lat: Measurement at 500 ppm Methyl bromoacetate Tube Batch Number of strokes Result Perchloroethylene 2/a MM-0241 5 approx. 1 ppm
Note on G732: Luc: Trichloroethylene is indicated at approximately the same sensitivity. Petrol vapours cause a shortening of the indication if the following concentrations are exceeded: 50 ppm at 5 strokes or 500 ppm at 1 stroke. Perchloroethylene = Tetrachloroethylene = Tetrachloroethene
Note on G733: lat: 7 ppm perchloromethyl mercaptan give a reading of approx. 5 ppm on the n=5 scale at the tube Perchloroethylene 2/a. Tests were done at approx. 20°C / 50 % r.h.
Note on G734: lat: Strokes: 1 concentraton of 1,1,1 trichloroethane reading on the n=1 scale 20 ppm 10 - 20 ppm 100 ppm 50 - 100 ppm 380 ppm 150 - 200 ppm 600 ppm 200 - 300 ppm Strokes: 5 concentraton of 1,1,1 trichloroethane reading on the n=5 scale 2 ppm 2 ppm 10 ppm 5 ppm 50 ppm 20 - 25 ppm
Note on G735: lat: Different concentration of 1,1,2 trichloroethan give no sufficient different lenght of reading. At higher concentration the reading dependent on the batch. for estimated measurement: concentration of 1,1,2 trichloroethane reading at the n=5 scale after 10 strokes 25 ppm 5 to 10 ppm 50 ppm 10 to 25 ppm
Note on G736: lat: For the range 2 to 40 ppm 1,2,3 trichloropropane Tube: Perchloroethylene 2/a Stroke: 10 Evaluation: reading (on the n=5 scale) = ppm 1,2,3 trichloropropane Relative Standard Deviation: +/- 35 % For the range 10 to 100 ppm 1,2,3 trichloropropane Tube: Perchloroethylene 2/a Stroke: 5 Evaluation: reading on the n=5 scale x 5 = ppm 1,2,3 trichloropropane (only valid for the range 2 to 20 ppm on the n=5 scale) Relative Standard Deviation: +/- 35% indicating color at both ranges: at the begining the color of the indication is reddish at some batches, the rest of the indication color is greyish-blue. Test were done at 20°C and 50% r.H. with the batches PH-0272/PA-0252
Note on G738: lat: Chlorinated hydrocarbons is a collective term for a multitude of organic compounds. For example: chloroform, perchloroethylene, trichloroethylene, trichloroethane and vinylchloride. The calibrated scale of the Dräger tube Perchloroethylene 50/A is applicable to perchloroethylene. Other chlorinated hydrocarbons are indicated, but with different sensitivities.
Note on G741: Luc: Measuring range extension: 3 to 20 ppm Number of strokes: n=3 Evaluation: Indication x 30 = ppm (applies to a scale range of 0.1 to 0.7) Relative standard deviation: 35 %
Note on G743: lat: Number of Strokes (n): 20 Qualitativ detection 2.5 ppm of 2-Allyphenol will give on the tube Phenol 1/b an indication of approximately 1 to 2 ppm.
Note on G744: lat: Phenol 1/b or Phenol 5/a can be used for qualitative detection. Detection limits are unknown.
Note on G745: lat: Phenol 1/b or Phenol 5/a can be used for qualitative detection. Sensitivity limits are unknown.
Note on G746: lat: m-Kresol n=20 Indication x 0.8 = ppm 0.8 to 16 ppm ------------------------------------------------------------------------------------- o-Kresol n=20 qualitative detection. ------------------------------------------------------------------------------------- p-Kresol n=20 only estimated measurements are possible. Evaluation for p-Kresol: Conc. p-Kresol Indication Phenol 1/b 2 ppm approx. 1 ppm 5 ppm approx. 2-4 ppm
Note on G747: lat: Number of strokes: n = 20 Measuring range: 0.8 to 16 ppm Evaluation: Indication x 0,8 = ppm m-Kresol
Note on G748: Luc: Phenol 1/b or Phenol 5/a can be used for qualitative detection, n = 20. Detection limits are unknown.
Note on G749: Luc: Number of strokes: n = 20 Measuring range: 1.1 to 22 ppm Evaluation: Indication x 1.1 = ppm o-Kresol
Note on G750: Luc: Number of strokes: n = 20 Only estimated measurements are possible. Evaluation Conc.p-Kresol Indication Phenol 1/b ------------------- ----------------------------- 2 ppm approx. 1 ppm 5 ppm approx. 2 to 4 ppm
Note on G753: lat: Number of strokes: n = 20 Evaluation: Concentration Indication 4-Chlorbutyrylchloride Phosgene 0.02/a ------------------------------ ----------------------- 0.5 ppm 0.02 1.0 ppm 0.1 2.5 ppm 0.5 3.5 ppm 0.75 4.5 ppm 1.0 Evaluation of the indication must be performed immediately after measurement. High 4-Chlorobutyrylchloride concentrations are not indicated.
Note on G754: lat: Medium Range Strokes air 0.02 to 0.6 ppm 40 air 0.02 to 1 ppm 20 NOTE: At high phosgene concentrations the indication may fade out. For detection of high concentrations the tube phosgene 0.25/b should be used (order code CH 28301).
Note on G758: lat: For qualitative detection, n = 5 Detection limit: 1 ppm Phosgene 0.02/a (8101521) is not suitable for detection of Acetylchloride.
Note on G759: lat: No. of Strokes: 5 Reading = ppm 0.25 to 5 ppm No. of Strokes: 1 Reading x 5 = ppm 1.25 to 25 ppm
Note on G761: lat: Concentration No. of Length and colour of Acetone strokes indciation -------------------- ---------- -------------------------------------- 2000 ppm 5 1-3 mm brownish-green 5000 ppm 5 about 10 mm brownish-green above liquid 5 brownish discoloured
Note on G762: lat: Concentration No. of Lenght and colour of Acetylene strokes indciation ----------------------------- ----------- -------------------------------------- 10 ppm 5 1-3 mm brownish-green 200 ppm 5 about 10 mm brownish-green high conc. (above 1%) 5 brownish discoloured
Note on G763: lat: Concentration AsH3 No. of Length and colour of strokes indication ----------------------------- ---------- ------------------------------------ 10 ppm 5 approx. 10 mm brownish-green high conc. (above 1%) 5 brownish discoloured
Note on G764: lat: Concentration Benzene No. of Length and colour of strokes indication ------------------------------- ----------- ---------------------------- 50 ppm 5 1-3 mm brownish 100 ppm 5 approx. 10 mm brownish above liquid 5 brownish discoloured
Note on G765: lat: Concentration CS2 No. of Length and colour of indication strokes ------------------------- ---------- ----------------------------------------- 1 ppm 5 1-3 mm greenish 10 ppm 5 about 10 mm greenish above liquid 5 brownish-green discoloured
Note on G766: lat: Concentration No. of Length and colour of indication petrol strokes -------------------- ---------- ------------------------------------------ 50 mg/m³ 5 1-3 mm brownish-green 50 ppm 5 approx. 10 mm brownish-green above liquid 5 brownish discoloured
Note on G767: lat: Concentration No. of Length and colour of the Ethylene strokes indication ------------------------- ----------- ------------------------------------ 50 ppm 5 1-3 mm green 500 ppm 5 ca. 10 mm brownish-green high conc. (above 5 brownish discoloured 1 Vol.%)
Note on G768: lat: For qualitative detection, n = 5. Determination of concentrations with detection tubes are impossible.
Note on G769: Luc: Concentration HóS No. of Length and colour of indication strokes ------------------------- ----------- ------------------------------------------ 2 ppm 5 1-3 mm green
Note on G770: lat: Concentration CO No. of Length and colour of strokes indication ------------------------ ---------- -------------------------------------- 5 ppm 5 1-3 mm brownish-green 100 ppm 5 about 10 mm brownish-green high conc.(above 5 brownish discoloured 1 Vol.%
Note on G771: lat: Concentration Xylene No. of Length and colour of strokes indication ----------------------------- ----------- ------------------------------- 10 ppm 5 1-3 mm purple 500 ppm 5 about 10 mm brownish above liquid 5 about 10 mm brownish
Note on G772: lat: Concentration No. of Length and colour of Butane strokes indication ------------------------- ---------- --------------------------------------- 100 ppm 5 about 10mm pale green (stained) high conc. (above 5 brownish-green discoloured 1 Vol.%)
Note on G774: Luc: Concentration NO No. of Length and colour of indication strokes ------------------------------ ----------- ------------------------------------------- 50 ppm 5 about 10 mm brownish-green high conc. (above 1%) 5 discoloured, brownish with a bleaching effect.
Note on G775: Luc: Concentration No. of Length and colour Xylene strokes of indication ------------------- ----------- ------------------------------- 10 ppm 5 1-3 mm purple 500 ppm 5 approx 10 mm brownish above liquid 5 approx 10 mm brownish
Note on G776: Luc: Concentration Number of Length and colour of Perchlorine strokes indication ------------------- -------------- ------------------------------------- 20 ppm 5 1-3 mm greenish 50 ppm 5 approx. 10 mm greenish above liquid 5 brownish-green discoloured
Note on G777: Luc: For qualitative detection, n = 5. Determination of concentrations are impossible using the detection tube.
Note on G778: lat: For qualitative detection. Concentrations within the TLV range are not indicated. Monostyrene 10/b 6733141 can also be used for a qualitative detection. Biphenyl results in a blue indication. Biphenyl = Diphenyl
Note on G779: lat: For qualitative detection, n = 5. Measurements within the TLV range are impossible. Monostyrol 10/b 6733141 can also be used for a qualitative detection (blue-purple indication). Diphenylether/Biphenylmixture: approx. 75% Diphenylether approx. 25% Diphenyl Brand name: Dowtherm A (DOW) Thermex (ICI) Diphyl (Bayer)
Note on G780: lat: For qualitative detection. Concentrations within the TLV range are not indicated. 10 ppm give a reading of approx. 3 mm brown. Measurements within the TLV range are possible by sampling with Activated Charcol tube.
Note on G781: Luc: Concentration No. of Length and colour of Propane strokes indication --------------------- --------- --------------------------------------- 500 ppm 5 about 10 mm pale green (stained) high conc. 5 brownish-green discoloured (above 1 Vol %)
Note on G782: Luc: Concentration Xylene No. of Length and colour of strokes indication ----------------------------- ----------- -------------------------------- 10 ppm 5 1-3 mm purple 500 ppm 5 about 10 mm brownish above liquid 5 about 10 mm brownish
Note on G784: Luc: Concentration No. of Length and Styrene strokes colour of ndication ------------------------------ ---------- ------------------------------- 10 ppm (Monostyrene) 5 1-3 mm brownish 500 ppm (Monostyrene) 5 about 10 mm brownish above liquid 5 about 10 mm brownish
Note on G786: lat: Concentration No. of Length and colour of indication Toluene strokes ------------------- ---------- ------------------------------------------ 200 ppm 5 about 10 mm brownish 10 ppm 5 1-3 mm purple above liquid 5 about 10 mm brownish
Note on G787: lat: Concentration Number of Length and colour of Trichloroethylene strokes indication ------------------------ -------------- --------------------------------------- 50 ppm 5 about 10 mm brownish-green above liquid 5 discoloured pale yellow
Note on G788: lat: For qualitative detection, n = 5.
Note on G789: Luc: Konzentration Xylol Hubzahl Länge und Farbe der Anzeige --------------------------- ------------ --------------------------------------- 10 ppm 5 1-3 mm voilett 500 ppm 5 etwa 10 mm bräunlich oberhalb Flüssigkeit 5 etwa 10 mm bräunlich
Note on G791: lat: Suck air or gas sample through the tube with an appropriate number of strokes, until the colour of the indicating layer corresponds to that of the comparison layer. Numer of Strokes Concentration ----------------------- ------------------- 20 1 ppm 14 2 ppm 10 5 ppm 8 10 ppm 5 20 ppm 3 40 ppm The validation was made with a Divinylbeneze sample of approx. 65 % all isomres of Divinylbeneze approx. 33 % Ethylvinylbenzene
Note on G792: Luc: Monostyrene = Styrene = Vinylbenzene = Phenylethylene
Note on G794: lat: Number of strokes: n=10 Evaluation: Indication Concentration Styrene 10/b iso-Propenylbenzene ----------------- ----------------------------- 10 ppm 20 ppm 15 ppm 50 ppm Concentrations above 50 ppm do not give clearly longer indications, e.g. 200 ppm give an indication between 20 and 30 ppm. iso-Propenylbenzene = alpha-Methylstyrene
Note on G795: lat: In the range of 10 to 100 ppm methylstyrene is indicated at the same sensitivity. Up to now only p-methylstyrene has been tested. m-Methylstyrene probably reacts at the same sensitivity. Methylstyrene = Vinyltoluene
Note on G796: Luc: Monostyrene = Styrene = Vinylbenzene = Phenylethylene
Note on G798: Luc: Monostyrene = Styrene = Vinylbenzene = Phenylethylene
Note on G800: lat: Concentrations in the TLV range of hydrogen sulphide are retained in the pre-layer, and do not cause any interference.
Note on G802: lat: Hydrogen sulphide within concentration around the TLV value is retained in the pre-layer and therefore does not interfere.
Note on G804: lat: The scale on the tube is valid for n=6 strokes. n=6 indication = mg/L 0.1 to 10 mg/L (32 to 3200 ppm) n=1 indication x 6 = mg/L 0.6 to 60 mg/L (190 to 19000 ppm)
Note on G806: lat: NOTE: Do not use this tube in the ex sectors as the indicating layer warms up during measurement. The scale on the tube is valid for n=11 strokes. measuring range number of strokes evaluation ----------------------- ----------------------- ---------------------------- 2.5 to 30 ppm n=22 indication : 2 = ppm 5 to 60 ppm n=11 indication = ppm 10 to 120 ppm n=6 indication x 2 = ppm Hydrogne sulphide is also indicated. In the presence of hydrogen sulphide, the o.04 hydrogen sulphide Dräger tube can be used (order code CH 26001). TLV range concentrations of hydrogen sulphide are retained in a pre-layer.
Note on G807: lat: Different concentration of 1,1,2 trichloroethan give no sufficient different lenght of reading. for estimated measurement: concentration of 1,1,2 trichloroethane reading after 11 strokes 10 ppm 5-8 ppm 25 ppm 10 ppm 50 ppm 15-20 ppm
Note on G809: lat: Measuring Information Measuring Range : 1 to 5 ppm To see the colouring better, hold the used tube and an unused tube against the white background of the carton. This also applies especially to very high concentrations of sulfuryl fluoride when the discolouration passes the display markings and the change was not seen. Should the colouring fail to appear, then the present sulfuryl fluoride concentration is under 0.8 ppm. Number of Strokes (n) : 6 Time for Measurement : approx. 3 minutes Standard Deviation : ±30 % Colour Change : light blue -> light pink Ambient Operating Conditions Temperature : 0°C to 40°C Absolut Humidity : 15 to 90 % r.h. At 0 to 10°C, concentrations of sulfuryl fluoride are displayed with approximately half sensitivity. At 30 to 40°C and air humidity <30% r.h. the displays can only be recognised as of >2 ppm. At 30 to 40°C and air humidity >75% r.h., concentrations of sulfuryl fluoride are displayed with approximately half sensitivity. Air pressure 1013 F= --------------------------------------------------- actual atmospheric pressure (hPa) Reaction Principle a) Sulfurylfluoride [pyrolysis] ® HF b) HF + Zr/Chinalizarin ® pink reaction Cross Sensitivity Fluorinated hydrocarbons are also displayed with different sensitivities. Ammoniac and other basic gases could, depending on the concentrations, either shorten or prevent the colour change. The following chemicals have no influence on the display of 3 ppm sulfuryl fluoride: 2 ppm Formaldehyde, 5 ppm Methyl Bromide and 1 ppm Phosphine. When the oxygen concentration decreases, the sensitivity decreases!! For example, the 3 ppm display at 18% oxygen is very weak.
Note on G811: lat: For qualitative detection of ammonia, hydrazine and a multitude of amines.
Note on G813: lat: Tubes: Scale Mark 1. Formaldehyd 1ppm 2. Phosphine 0,3ppm 3. Hydrocyanic acid 10ppm 4. Methyl bromide 0,5ppm 5. Ethylene oxide 1ppm Number of Strokes (n) : 50 Time for Measurement : 4min Standard Deviation : - Colour Change : Tubes: 1. Formaldehyd white ->pink 2. Phosphine yellow -> red 3. Hydrocyanic acid yellow -> red 4. Methyl bromide lightgreen -> brown 5. Ethylene oxide white -> pink Ambient Operating Conditions Temperature : 10 to 40C° Absolut Humidity : 5 to 40mg/L Measurements outside the specified temperature and humidity ranges may result in changes to the sensitivities. Water aerosols may cause negative errors. Reaction Principle 1. Formaldehyd: HCHO + C6H4 (CH3)2 + H2SO4 ---> quinoid reaction products 2. Phosphine: PH3 + Au (3+) ---> Au (colloidal) 3. Hydrocyanic acid: HCN + HgCL2 ---> HCL HCL + Methyl red ---> red reaction product 4. Methyl bromide: a ) CH3Br + SO3 + MnO4- ---> Br2 b) Br2 + o-Dianisidine ---> brown reaction product 5. Ethylene oxide: a) Ethylene oxide ---> HCHO b) HCHO + C6H4(CH3)2 + H2SO4 ---> chinoid reaction product Cross Sensitivity 1. Formaldehyd: 0.1 ppm hydrogen phosphide, 10 ppm hydrocyanic acid, 5 ppm methyl bromide and 50 ppm ammonia have no effect on the indication. 2. Phosphine: 1 ppm formaldehyde, 10 ppm hydrocyanic acid, 5 ppm methyl bromide und 50 ppm ammonia have no effect on the indication. 3. Hydrocyanic acid: 0.3 ppm hydrogen phosphide cause an indication. 4. Methyl bromide: 0.5 ppm methane dibromide is also indicated with a slightly higher sensitivity. 0,1 ppm hydrogen phosphide, 1 ppm formaldehyde, 10 ppm hydrocyanic acid and 50 ppm ammonia have no effect on the indication. 5. Ethylene oxide: 0,1 ppm hydrogen phosphide, 1 ppm formaldehyde, 10 ppm hydrocyanic acid und 5 ppm methyl bromide have no effect on the indication. However, higher concentrations of formaldehyde cause an indication. Additional Information Even if the result of the simultaneous test is negative, there may still be other dangerous substances present. The simultaneous test is not designed for detecting explosion hazards. For this, we recommend continuous monitoring with the Dräger Pac Ex 2. The simultaneous test set cannot be re-used, even if the results of the test were negative. Flush the pump with air after use.
Note on G823: lat: Measurements with different tubes and chips at 2.35 ppm Chloropicrin. Tube / Chip Batch Number of strokes Result Carbon Tetrachloride 1/a JJ-0081 5 approx. 1.5 ppm
Note on G828: lat: concentration of the tests gas reading on the THT 1/b tube (n=20) 3 ppm THT 3 ppm 3 ppm THT + 4 ppm tert butylmercaptan 3.5 to 5 ppm (reading diffuse) 4 ppm tert-butylmercaptan the whole indicating layer decolorize a little bit 3 ppm THT + 3 ppm tert butylmercaptan 3.5 to 4 ppm (reading a little bit diffuse) 3 ppm THT + 2 ppm tert butylmercaptan 3.0 to 3.5 ppm (reading a little bit diffuse) 8 ppm Scentinel TB (70 % THT + 30 % TBM) = 5,6 ppm THT + 2,4 ppm TBM 5 to 5,5 ppm 6 ppm Scentinel TB (70 % THT + 30 % TBM) = 4,2 ppm THT + 1,8 ppm TBM 4 ppm
Note on G829: lat: Number of strokes: n=30 Evaluation: Indication x 1.5 = mg/m³ Measurement accuracy: ± 40% Evaluate indication immediately. The discoloured zone increases gradually.
Note on G830: lat: Number of strokes: n=30 Evaluation: Indication x 2.5 = mg/m³ Evaluate indication immediately. The discoloured zone increases gradually.
Note on G831: lat: n=30 indication = ppm 1 to 10 ppm (3.7 to 37 mg/m³) Standard deviation ± 15 to 20 % n=20 indication x 1.6 = ppm 1.6 to 16 ppm (6 to 58 mg/m³) Standard deviation ± 15 to 20 % n=10 indication x 4.5 = ppm 4.5 to 45 ppm (16.7 to 167 mg/m³) Standard deviation ± 35 % 1 ppm THT = 3.67 mg THT/m³ 1 mg THT/m³ = 0.27 ppm THT (at 20°C,1013 hPa)
Note on G833: lat: For qualitative detection. Detection limit approx. 1 mg/m³
Note on G834: lat: For qualitative detection, n = 8. Demetone = Systox
Note on G835: lat: For qualitative detection, n = 8. Demetonmethyl = Metasystox
Note on G836: lat: For qualitative detection, n = 8 Detection limit approx. 1 mg/m³
Note on G838: lat: Cumol is indicated at approximately the same sensitivity. Cumol = Isopropylbenzene
Note on G839: lat: m-Xylene is indicated at approximately the same sensitivity.
Note on G840: Luc: o-Xylene is indicated at approximately the same sensitivity
Note on G841: Luc: p-Xylene is indicated at approximately the same sensitivity.
Note on G843: Luc: Xylene are indicated at approximately the same sensitivity
Note on G845: lat: Number of strokes: n=10 Evaluation: Indication = ppm Cumol Cumol = Isopropylbenzene
Note on G846: lat: Medium Range Strokes air 5 to 80 ppm 10 air 50 to 300 ppm 2 Ethylbenzene is indicated at the same sensitivity
Note on G847: lat: Number of strokes: n=40 The following calibration table is valid: Indication Concentration Maragloss -------------- ---------------------------------- 50 ppm 50 ppm 70 ppm 100 ppm 110 ppm 200 ppm
Note on G848: lat: Number of strokes: n=25 The following calibration table is valid: Indication Concentration Maragloss GO -------------- --------------------------------------- 60 ppm 25 ppm 90 ppm 50 ppm 130 ppm 100 ppm 160 ppm 200 ppm
Note on G849: lat: Number of strokes: n=30 The following calibration table is valid: Indication Concentration Maraplak MM -------------- -------------------------------------- 40 ppm 25 ppm 60 ppm 50 ppm 90 ppm 100 ppm 130 ppm 200 ppm
Note on G850: lat: Number of strokes: n=30 The following calibration table is valid: Indication Concentration Marapur PU -------------- ------------------------------------- 50 ppm 25 ppm 100 ppm 100 ppm 160 ppm 200 ppm
Note on G851: lat: Number of strokes: n=40 The following calibration table is valid: Indication Concentration Marastar SR ------------- ------------------------------------ 50 ppm 50 ppm 80 ppm 100 ppm 100 ppm 200 ppm
Note on G852: lat: Number of strokes: n=30 The following calibration table is valid: Indication Concentration Marapoxy Y new -------------- ------------------------------------------ 50 ppm 100 ppm 80 ppm 200 ppm
Note on G853: Luc: For qualitative detection. Solvent naphtha is a solvent mixture produced from the distillation of tar; it contains 40 % maximum of aromatic carbon hydrogens (ethyl benzene, xylene, propylbenzene, isopropybenzene and mesitylene). The combination can vary greatly.
Note on G854: lat: This tube will be renamed to Toluene 50/a. Measuring range and operational principle remain unchanged.
Note on G855: lat: For qualitative detection of 1,3,5-Trimethylbenzene (Mesitylene). n = 5 25 ppm 1,3,5-Trimethylbenzene -- appr. 8 mm brown discolouration 200 ppm 1,3,5-Trimethylbenzene -- appr. 50 ppm indication Means to detect for 1,2,3-Trimethylbenzene (Hemellitol) and 1,2,4-Trimethylbenzene (Pseudocumol) are not yet known.
Note on G856: lat: n=15 Indication Concentration UKV 1 ------------- ---------------------------- 50 ppm 50 ppm 80 ppm 100 ppm 100 ppm 200 ppm
Note on G858: lat: Number of Strokes (n): 10 In the range of 5 to 50 ppm 2-Chlorotoluene is indicated with the same sensitivity.
Note on G859: lat: Number of Strokes (n): 10 In the range of 5 to 50 ppm 3-Chlorotoluene is indicated with the same sensitivity.
Note on G860: lat: Number of Strokes (n): 10 In the range of 5 to 50 ppm 4-Chlorotoluene is indicated with the same sensitivity.
Note on G861: lat: same scale as for toluene
Note on G862: lat: Medium Range Strokes air 5 to 80 ppm 10 air 50 to 300 ppm 2
Note on G863: lat: Number of Strokes (n): 2 Evaluation: reading on the n = 2 skale x 4 = ppm Cumene. Number of Strokes (n): 10 Cumene is indicated with the same sensitivity.
Note on G864: lat: Medium Range Strokes air 5 to 80 ppm 10 air 50 to 300 ppm 2 Ethylbenzene is indicated with the same sensitivity
Note on G865: lat: o-Xylene m-Xylene are detected with the same sensitivity. p-Xylene
Note on G866: Luc: The tube Toluene 5/b will indicate n-Propyl benzene with the same sensitivity.
Note on G867: Luc: Measuring Instruction o-Xylene m-Xylene are detected with the same sensitivity. p-Xylene
Note on G868: Luc: p-Xylene is indicated at approximately the same sensitivity.
Note on G869: Luc: For qualitative detection. Solvent naphtha is a solvent mixture produced from the distillation of tar; it contains 40 % maximum of aromatic carbon hydrogens (ethyl benzene, xylene, propylbenzene, isopropybenzene and mesitylene). The combination can vary greatly.
Note on G870: lat: Number of Strokes (n): 1 Measuring Range: 100 to 600 ppm Evaluation: Reading (on n = 2 scale) x 2 = ppm Toluene Benzene and Xylene (all isomers) are detected with the same sensitivity.
Note on G871: lat: Read off indication on the n=10 scale Indication x 2 = ppm 1.2.3 Trimethylbenzene (applies only to a scale range of 5 - 50ppm)
Note on G872: lat: Evaluation: Read off indication on the n=10 scale Indication * 2 = ppm 1,2,4-Trimethylbenzene (applies only to a scale range of 5-50 ppm)
Note on G873: lat: Read off indication on the n=10 scale Indication * 2 = ppm 1,3,5-Trimethylbenzene (applies only to a scale range of 5 - 50 ppm)
Note on G874: Luc: o-Xylene m-Xylene are detected with the same sensitivity. p-Xylene
Note on G876: lat: Number of strokes: n=10 Evaluation: Indication = ppm Cumol Cumol = Isopropylbenzene
Note on G877: lat: Number of strokes: n=40 The following calibration table applies: Indication Concentration Maragloss ------------- ---------------------------------- 50 ppm 50 ppm 70 ppm 100 ppm 110 ppm 200 ppm
Note on G878: lat: Number of strokes: n=25 The following calibration table is valid: Indication Concentration Maragloss GO -------------- --------------------------------------- 60 ppm 25 ppm 90 ppm 50 ppm 130 ppm 100 ppm 160 ppm 200 ppm
Note on G879: lat: Number of strokes: n=30 The following calibration table is valid: Indication Concentration Maraplak MM -------------- -------------------------------------- 40 ppm 25 ppm 60 ppm 50 ppm 90 ppm 100 ppm 130 ppm 200 ppm
Note on G880: lat: Number of strokes: n=30 The following calibration table is valid: Indication Concentration Marapur PU -------------- ------------------------------------- 50 ppm 25 ppm 100 ppm 100 ppm 160 ppm 200 ppm
Note on G881: lat: Number of strokes: n=40 The following calibration table is valid: Indication Concentration Marastar SR ------------- ------------------------------------ 50 ppm 50 ppm 80 ppm 100 ppm 100 ppm 200 ppm
Note on G882: lat: Number of strokes: n=30 The following calibration table is valid: Indication Concentration Marapoxy Y new -------------- ------------------------------------------ 50 ppm 100 ppm 80 ppm 200 ppm
Note on G883: Luc: For qualitative detection. Solvent naphtha is a solvent mixture produced from the distillation of tar; it contains 40 % maximum of aromatic carbon hydrogens (ethyl benzene, xylene, propylbenzene, isopropybenzene and mesitylene). The combination can vary greatly.
Note on G884: lat: strokes: 1 concentration of toluene reading on the tube (n=5 scale) ------------------------------- ---------------------------------------- 250 ppm 50 ppm 600 ppm 100 ppm 2000 ppm 200 ppm 4000 ppm 300 ppm 8000 ppm 400 ppm relative standard deviation: ± 20%
Note on G885: lat: For qualitative detection of 1,3,5-Trimethylbenzene (Mesitylene). n = 5 25 ppm 1,3,5-Trimethylbenzene -- appr. 8 mm brown discolouration 200 ppm 1,3,5-Trimethylbenzene -- appr. 50 ppm indication Means to detect for 1,2,3-Trimethylbenzene (Hemellitol) and 1,2,4-Trimethylbenzene (Pseudocumol) are not yet known.
Note on G886: lat: n=15 Indication Concentration ------------ -------------------- 50 ppm 50 ppm 80 ppm 100 ppm 100 ppm 200 ppm
Note on G891: lat: NOTE ! Number of strokes: n = 3 + 3 Desorption strokes Chlorinated hydrocarbons is a collective term for a multitude of organic compounds. For example: chloroform, perchloroethylene, trichloroethylene, trichloroethane and vinylchloride. The calibrated scale of the Dräger tube Trichlorethane 50/d is applicable to trichloroethane.Other chlorinated hydrocarbons are indicated, but with different sensitivities.
Note on G892: lat: A) 50 to 600 ppm n=2 + 3 desorption strokes indication = ppm B) 10 to 40 ppm n=6 + 3 desorption strokes indication concentration 1,1,1-Trichloroethane -------------- -------------------------------------------------- 50 ppm 10 ppm 100 ppm 20 ppm relative standard deviation 30% 150 ppm 40 ppm
Note on G893: lat: For qualitative detection as above approximately 500 ppm. Number of strokes: n=2 + 3 desorption strokes
Note on G895: lat: Measuring Range: 500 - 2000 ppm Number of Strokes (n): 2 rel. Standard deviation: ± 40 % Evaluation: Reading x 5 = ppm (applies to tube range 100 to 400 ppm) Other chlorinated hydrocarbons are also indicated, however, at different sensitivities. Petroleum hydrocarbons cause a shortening of the indication.
Note on G897: lat: Trichloroethylene 2/a Strokes: :2 Evaluation :reading (on the n=3 scale) x 1.7 = ppm 1,3 Dichloropropene (cis and tans) range of measurement :35 to 425 ppm Relative standard deviation : +/- 30 % Test were done at approx. 22°C / 50 % r.H with batches ARNK-0242 / ARRF-0261
Note on G898: lat: Chlorinated hydrocarbons is a collective term for a multitude of organic compounds. For example: chloroform, perchloroethylene, trichloroethylene, trichloroethane and vinylchloride. The calibrated scale of the Dräger tube Trichlorethylen 2/a is applicable to trichloroethylene. Other chlorinated hydrocarbons are indicated, but with different sensitivities.
Note on G899: lat: Other cholrinated hydrocarbons are also indicated, however, at different sensitivities. Petroelum hydrocarbons cause a shortening of the indication.
Note on G901: lat: Chlorinated hydrocarbons is a collective term for a multitude of organic compounds. For example: chloroform, perchloroethylene, trichloroethylene, trichloroethane and vinylchloride. The calibrated scale of the Dräger tube Trichlorethylene 50/a is applicable to trichloroethylene. Other chlorinated hydrocarbons are indicated, but with different sensitivities.
Note on G902: lat: Measuring Range: 500 - 2000 ppm Number of Strokes (n): 2 rel. Standard deviation: ± 40 % Evaluation: Reading x 5 = ppm (applies to tube range 100 to 400 ppm)
Note on G904: lat: For qualitative detection of amines. The scale on the tube is valid for triethylamine. Other amines are also indicated, however, at different sensisitivities. Calibration data are avilable for some amines. (Please look for the required amine)
Note on G905: lat: 1-Aminopropane and 2-Aminopropane are indicated at the same sensitivity as Triethylamine. 1-Aminopropane = Propylamine 2-Aminopropane = Isopropylamine
Note on G906: lat: Diethylamine is indicated at the same sensitivity.
Note on G907: lat: For qualitative detection, n = 5. Calibration data are not available yet.
Note on G908: lat: Dimethylamine is indicated with the same sensitivity.
Note on G909: lat: For qualitative detection. Detection limit unknown, n = 5.
Note on G910: lat: Ethylamine is indicated at approximately the same sensitivity. Ethylamine = Monoethylamine = Aminoethane
Note on G911: lat: Isobutylamine is indicated at the same sensitivity. Isobutylamine = Isoaminobutane 1-Amino-2-methylpropane
Note on G912: lat: 1-Aminopropane and 2-Aminopropane are indicated at the same sensitivity as triethylamine. 1-Aminopropane = Propylamine 2-Aminopropane = Isopropylamine
Note on G913: lat: Methylamine is indicated at the same sensitivity.
Note on G914: lat: Dimethylethylamine is indicated at the same sensitivity.
Note on G915: lat: Measurement in air For qualitative detection. Calibration data are not available yet, however, can be obtained on request.
Note on G916: lat: 1-Aminobutane and 2-Aminobutane are indicated at the same sensitivity as Triethylamine. Butylamine = Aminobutane
Note on G917: Luc: N-Methyldiethylamine is indicated at approximately the same sensitivity.
Note on G918: lat: 2-Aminobutane is indicated at approximately the same sensitivity. 2-Aminobutane = 2-Butylamine sec.-Butylamine
Note on G919: lat: Number of strokes: n = 5 Evaluation: Concentration Indication on the Tributhylamine Triethylamine 5/a tube -------------------- ------------------------------- 2,5 ppm 5 ppm 5,0 ppm 10 ppm 10 ppm 20 ppm 20 ppm 30 ppm 30 ppm 40 ppm 40 ppm 50 ppm 50 ppm 60 ppm
Note on G921: lat: Trimethylamine is indicated at the same sensitivity. Measurement error: ± 50%
Note on G927: Luc: Reference to Indoor-Measurement: Water vapour is naturally present in the air: the relative humidity should be within the 30...50 % range (relative humidity) to prevent mucous membranes drying out.
Note on G929: Luc: The scale on the tube applies to n=2 strokes. measuring range number of strokes evaluation ---------------------- ------------------------ --------------------------- 0.5 to 9 mg/L n=4 indication : 2 = mg/L 1 to 18 mg/L n=2 indication = mg/L
Note on G931: lat: Measuring range: 0.1 to 2 mg/m³ Evaluation with the help of the table included in the instructions for use. At a measurement with n=40 strokes the following determination can be made: Discolouration has not reached the marking line => < 0.05 mg/m³ Discolouration has reached the marking line => 0.05 mg/m³ With n=100 strokes the measuring range can be extended to 0.02 mg/m³. In order to exclude errors caused by humidity the activating tube for formaldehyde (order no. 8101141) must be used as pre-tube.
Note on G933: Luc: Aqua regia releases, among others, nitrous gases and chlorine. The tube nitrous gases 0.5/a can be used for a qualitative detection. Detailed concentration determinations are impossible as chlorine is also indicated.
Note on G934: Luc: The sum of nitrogen monoxide (NO) and nitrogen dioxide (NO2)is indicated. A NO determination is possible as follows: a) Measurement of the sum of NO+NO2 with Nitrous gases 0.5/a (CH29401) b) NO2-Measurement with nitrogen dioxide 0.5/c (CH30001) c) Difference between indication a) and indication b) equals ppm NO
Note on G935: lat: The scale on the tube applies to a number of strokes n=5. The number of strokes can arbitrarily be varied between n=5 and n=100. However, when appliying more than 5 strokes the indication must not exceed the 2 ppm scale line. Measuring range No. of Evaluation Standard Valid for strokes deviation range of scale ----------------------- ---------- -------------------------- ------------ ---------- 0.025 to 0.05 ppm n=100 Indication : 40 = ppm 30% 1.0 to 2ppm 0.05 to 0.2 ppm n=50 Indication : 20 = ppm 25% 1.0 to 4ppm 0.25 to 2 ppm n=10 Indication : 2 = ppm 10-15% 0.5 to 4ppm 0.5 to 10 ppm n=5 Indication = ppm 10-15% 0.5to10ppm Reference to Indoor-Measurement: Nitrogen dioxide is a by-product of combustion processes produced by the reaction between the nitrogen and oxygen in the air.
Note on G937: Luc: The sum total of nitrogen monoxide (NO) and nitrogen dioxide (NO2) is indicated.
Note on G940: Luc: The sum total of nitrogen monoxid (NO) and nitrogen dioxide (NO2) is indicated. NO determination is possible as follows: a) measurement of the sum of NO+NO2 with Nitrous Fumes 2/a (CH31001) b) NO2 measurement with Nitrogen Dioxide 2/c (6719101) c) difference between indication a) and indication b) equals ppm NO
Note on G941: lat: Dräger tubes nitrous fumes 2/a (NO+NO2) The scale on the tube applies to n=5 und n=10 measuring number of evaluation standard range strokes deviation -------------- -------------- --------------------- --------------- 2 to 50 10 indication=ppm ± 10 - 15% 5 to 100 5 indication=ppm ± 10 - 15% 75 to 150 4 indication see ± 30% table table for 4 strokes reading on the n=10 scale concentration NO + NO2 --------------------------------- -------------------------------- 20 75 ppm 25 100 ppm 35 125 ppm 45 150 ppm
Note on G943: Luc: The sum total of nitrogen monoxide (NO) and nitrogen dioxide (NO2) is indicated.
Note on G946: lat: For estimated measurements. Number of Strokes (n): 5 Concentration of Reading on Nitrous Fumes n = 2 scale ---------------------- -------------------------------- 10 ppm approx. 25 to 50 ppm 50 ppm approx.150 to 300 ppm 100 ppm approx. 400 to 700 ppm Number of Strokes (n): 10 Concentration of Reading on Nitrous Fumes n = 2 scale ---------------------- ---------------------- 10 ppm 50 to 100 ppm 20 ppm 100 to 200 ppm 30 ppm 300 to 400 ppm 40 ppm 400 to 700 ppm
Note on G948: lat: Qualitative detection. n = 5 10 ppm 2,5-Dimethylphenol are already indicated, however, indication is below the first scale part.
Note on G949: lat: For qualitative detection, detection limit unknown, n = 5
Note on G950: lat: Measuring range extension: Measuring No. of Evaluation rel. Standard range strokes deviation --------------------- ----------- ------------------------------ ------------------- 10 - 400 ppm 5 Indication = ppm ± 20 - 30 % 300 - 1000 ppm 2 Indication x 2.5 = ppm ± 30 % (applies to tube range 100 to 400 ppm)
Note on G951: lat: For qualitative detection, n = 5. 0.5 ppm Naphthalene = a pale blue indication of 3 - 4 mm 10 ppm Naphthalene = a rich bluish-grey indication up to 10 ppm graduation mark on the scale.
Note on G952: Luc: Measuring range extension: Measuring No. of Evaluation rel. Standard range strokes deviation --------------------- ---------- --------------------------- ------------------ 10 - 400 ppm 5 Indication = ppm ± 20 - 30 % 300 - 1000 ppm 2 Indication x 2 = ppm ± 30 %
Note on G953: lat: For qualitative detection. 0.5 ppm naphthalene = a weak blue indication of 3 - 4 mm 10 ppm naphthalene = a rich bluish-grey indication up to the 10 ppm graduation mark on the scale.
Note on G954: Luc: Number of Strokes (n): 10 Colour Change: white => pink Concentration of Indication on tube 4-tert-Butyltoluene Xylene 10/a ------------------------- ----------------------- 1 ppm 10 ppm 10 ppm 30 ppm 20 ppm 50 ppm 50 ppm 100 ppm 100 ppm 200 ppm
Note on G955: Luc: Measuring range extension: Measuring No. of Evaluation rel. Standard range strokes deviation --------------------- ---------- --------------------------- ----------------------- 10 - 400 ppm 5 Indication = ppm ± 20 - 30 % 300 - 1000 ppm 2 Indication x 2 = ppm ± 30 %
Note on G956: Luc: For qualitative detection. Solvesso 100 is a solvent mixture with a quota of aromatic compounds > 95 %. Calibration data are not yet available.
Note on G957: lat: Measuring Information Measuring Range : Marking at 15 ppm Concentrations between 5 and 10 ppm Sulfurylfluoride are indicated with a noticeably weaker discoloration and are without marking. Discolorations below 8 mm could be difficult to evaluate. To see the colouring better, please use an unused display tube to compare. This is especially true for very high concentrations of Sulfurylfluoride when the discolouration passes the markings and the change was not seen. Should the colouring fail to appear, then the present sulfurylfluoride concentration is normally under 5 ppm. Number of Strokes (n) : 5 Time for Measurement : approx. 2 min Standard Deviation : ± 30% Colour Change : light blue -> pink Ambient Operating Conditions Temperature : -10 to 40°C Absolut Humidity : 1 to 20 mg H2O/L (corresponding 100 % r.h. at 17 °C) With relative air humidity of less than 20%, the resulting colour is weak but, the length of the colour does not change. At 0°C, the displayed colour is approximately 25% (or at 10°C, 35%) shorter than the measurement at 20°C Reaction Principle a) Sulfurylfluoride [Pyrolysis] ® HF b) HF + Zr/Chinalizerin ® pink reaction Cross Sensitivity Fluorinated hydrocarbons will show different sensitivities. Ammoniac and other basic gases could, depending on the concentrations, either shorten or prevent the colour change. The following chemicals have no influence on the display from 15 ppm Sulfurylfluoride: 10 ppm Formaldehyde, 10 ppm Ethylene Oxide, 10 ppm Methyl Bromide, 10 ppm Hydrocyanic Acid or 10 ppm Dibromomethane. With the oxygen concentration decreases, the sensitivity decreases. For example, the 15 ppm display with a 18% oxygen is very weak. 20 ppm SF result in a strong display above the markings. When the air contains only 15% oxygen, 20 ppm sulfurylfluoride will not be able to be displayed. Additional Information Determination of Sulfurylfluoride (trade name SF or Vikane) in air that contains approximately 21 Vol. % oxygen. Do not use in areas with explosion hazards. Tubes get hot! A broken, unused first tube can be a source of ignition. The transport of this tube is subject to UN 1383. Caution! The first tube is prone to combust. During and shortly after the measurement, do not touch the first tube near the black pyrolysis layer. Do not separate the connected tubes directly after measurement. Let them first cool down for a few minutes. Data Based on the Instructions for Use 1st Edition. (Last Edited at 01.07 2003)
Note on G958: Luc: Number of strokes: n=5 Evaluation: Indication x 5 = ppm Solvesso 150*) (valid for scale range 10 to 100) *) for a molecular weight of 140
Note on G960: Luc: o-Xylene m-Xylene are indicated at the same sensitivity p-Xylene Measuring range extension: measuring No. of evaluation rel. standard range strokes deviation --------------------- ---------- -------------------------- -------------------- 10 - 400 ppm 5 indication = ppm ± 20 - 30 % 250 - 1000 ppm 2 indication x 2,5 = ppm ± 30 % (valid for the scale range between 100 - 400 ppm)